## Table 2
Picture | Descriptions | Material | Roller material | DRIVE | Model Number | Motor type | Motor Speed/speed range(rpm) | Pump head | Channels | Syringe | Tube Size (mm) | Flow Rate Range(ml/min) | Unit Price (Euro) | ≥50pcs | ≥100pcs | ≥500pcs | ≥1000pcs
Pharmed Tubing | [5 empty] | 12V/24V DC Brush Motor Primary Reduction |  |  |  |  | 0.51*0.86, 1.0*1.1, 2*1,3*1,4*1 | 4.55-149.23 | 39.7 |  |  | 30.3 | 23.3
[6 empty] | 12V/24V DC Brush Motor Secondary Reduction | [5 empty] | 0.35-12.79 | 42 |  |  | 32.6 | 25.6
[6 empty] | 12V/24V DC Brushless Motor Primary Reduction | [5 empty] | 4.55-149.23 | 58.3 |  |  | 46.6 | 37.3
[6 empty] | 12V/24V DC Brushless Motor Secondary Reduction | [5 empty] | 0.35-12.79 | 60.6 |  |  | 48.9 | 39.6
Pharmed Tubing | [5 empty] | 35 Stepper Motor (350rpm) |  |  |  |  | 0.51*0.86, 1.0*1.1, 2*1, 3*1 | 4.55-110.27 | 60.6 |  |  | 48.9 | 41.9
[6 empty] | 42 Stepper Motor (350rpm) |  |  |  |  | 0.51*0.86, 1.0*1.1, 2*1, 3*1, 4*1 | 4.55-149.23 | 81.6
[5 empty] | OEM-KTB001 | 42-60 stepper motor | 0.1-400 |  |  |  | 13#,14#,19#,16#, 25# | 0.0033-373.2 | 170 | 156.1
[5 empty] | OEM-KTB002, 003, 004, 005, 006 | 42-60 stepper motor with driver module ( 4-20mA, 0-5V, 0-10V, USB, internal potentiometer) | 0.1-400 |  |  |  | 13#,14#,19#,16#, 25# | 0.0033-373.2 | 209.7 | 191.1
[5 empty] | OEM-KTB009, 010 | 42-60 stepper motor with driver module ( RS232/RS485) | 0.1-400 |  |  |  | 13#,14#,19#,16#, 25# | 0.0033-373.2 | 233 | 214.4
[5 empty] | OEM-KTB012 | Integrated 42 stepper motor, silent type , RS485 communication | 0.1-600 |  |  |  | 13#,14#,19#,16#, 25# | 0.0033-560.04 | 454.4 | 440.4
[5 empty] | OEM-KTB016 | Integrated 42 stepper motor, silent type ( Pulse signal control) | 0.1-600 |  |  |  | 13#,14#,19#,16#, 25# | 0.0033-560.04 | 298.2
[5 empty] | OEM-KTB020, 021, 022 | Integrated 42 stepper motor, silent type ( 0-5V, 0-10V, 4-20mA) | 0.1-600 |  |  |  | 13#,14#,19#,16#, 25# | 0.0033-560.04 | 349.5
[5 empty] | OEM-KTB023 | Integrated 42 stepper motor, silent type (RS485) | 0.1-600 |  |  |  | 13#,14#,19#,16#, 25# | 0.0033-560.04 | 361.2
[5 empty] | OEM-KTXZ001 | DC24V, Planetary gear DC motor, 350rpm | 350±10% |  |  |  | 13#,14#,19#,16#, 25# | ≤373.2 | 193.4 | 184.1
[5 empty] | OEM-KTXZ201 | DC24V, brushless DC motor, 210 rpm | 210±10% |  |  |  | 13#,14#,19#,16#, 25# | ≤195.93 | 291.3 | 256.3
[5 empty] | OEM-HYB001 /Handypump | 42-60 Stepper motor | 0.1-300 |  |  |  | 13#,14#,19#,16#, 25# | 0.0033-365.69 | 174.8 | 142.1 | 128.2
[5 empty] | OEM-HYB003, HYB004, HYB005/Handypump | 42-60 Stepper motor with driver module ( 4-20mA, 0-5V, 0-10V analog signal control | 0.1-300 |  |  |  | 13#,14#,19#,16#, 25# | 0.0033-365.69 | 214.4 | 188.7 | 174.8
[5 empty] | OEM-HYB013, HYB014 /Handypump | 42-60 Stepper motor with driver module (RS232, RS485 communication) | 0.1-300 |  |  |  | 13#,14#,19#,16#, 25# | 0.0033-365.69 | 237.7 | 212 | 198.1
[5 empty] | OEM- HYB009/Handypump | 42-60 Stepper motor with driver module (Fixed speed with USB control) | 0.1-300 |  |  |  | 13#,14#,19#,16#, 25# | 0.0033-365.69 | 214.4 | 188.7 | 174.8
[5 empty] | OEM-HYB101 /Handypump | 57-56 Stepper motor | 0.1-300 |  |  |  | 13#,14#,19#,16#, 25# | 0.0033-365.69 | 205 | 188.7 | 167.8
[5 empty] | OEM-HYB015, HYB020, HYB021/Handypump | 42-60 Stepper motor with driver module ( 0-5V, 4- 20mA, 0-10V analog signal control speed) | 0.1-300 |  |  |  | 13#,14#,19#,16#, 25# | 0.0033-365.69 | 235.3 | 223.7 | 212
[5 empty] | OEM-HYB019 | Integrated 42 stepper motor, silent type ( Pulse signal control) | 0.1-300 |  |  |  | 13#,14#,19#,16#, 25# | 0.0033-365.69 | 302.9
[5 empty] | OEM-HYB109 | Integrated 57 stepper motor, silent type ( Pulse signal control) | 0.1-300 |  |  |  | 13#,14#,19#,16#, 25# | 0.0033-365.69 | 337.9
[5 empty] | OEM-HYB104 | 57-56 Stepper motor with motor driver | 0.1-300 |  |  |  | 13#,14#,19#,16#, 25# | 0.0033-365.69 | 284.3 | 263.3
[5 empty] | OEM-HYXZ001 | DC24V, Planetary gear DC motor | 300 ±10% |  |  |  | 13#,14#,19#,16#, 25# | 365.69 ±10% | 284.3 | 184.1
[5 empty] | OEM-HYXZ002 |  | 200 ±10% |  |  |  | 13#,14#,19#,16#, 25# | 243.8 ±10%
[5 empty] | OEM-HYXZ003 |  | 100 ±10% |  |  |  | 13#,14#,19#,16#, 25# | 121.9 ±10%
[5 empty] | OEM-HYXZ101 | DC12V, Planetary gear DC motor | 300 ±10% |  |  |  | 13#,14#,19#,16#, 25# | 365.69 ±10%
[5 empty] | OEM-HYXZ102 |  | 200 ±10% |  |  |  | 13#,14#,19#,16#, 25# | 243.8 ±10%
[5 empty] | OEM-HYXZ103 |  | 100 ±10% |  |  |  | 13#,14#,19#,16#, 25# | 121.9 ±10%
[5 empty] | AUD-I/Handypump | [5 empty] | 13#,14#,19#,16#, 25# | 0.0033-365.69 | 999
[5 empty] | OEM-B01 | 42-40 Stepper Motor | 0.1-300 |  |  |  | 13#,14#, 19#, 16#, 25#/1*1, 2*1, 2.5*1, 3*1 | 0.0024-190 | 158.4 | 139.8
[5 empty] | OEM-B038 | 42-60 Stepper Motor | 0.1-300 | [5 empty] | 172.4 | 153.8
[5 empty] | OEM-B01/MiniPumpY with Hard tube connector | 42-40 Stepper Motor | 0.1-300 |  |  |  |  | 0.0024-190 | 191.1 | 163.1
[5 empty] | OEM-B038/MinipumpY with Hard tube connector | 42-60 Stepper Motor | [6 empty] | 205 | 177.1
[5 empty] | OEM-B02, B022, B032, B044, B045, B046 | MiniPump with 42-40 stepper motor and driver module (0-5V, 0-10V, 4-20mA, USB, pulse signal) | 0.1-300 |  |  |  |  | 0.0024-190 | 209.7 | 191.1
[5 empty] | OEM-B039, B040, B047, B048, B049, B053, B054, B060, B061 | Minipump with 42-60 stepper motor and driver module (0-5V, 0-10V, 4- 20mA, USB, pulse signal, RS232, RS485) | 0.1-300 |  |  |  |  | 0.0024-190 | 223.7 | 200.4
[5 empty] | OEM-B013/OEM-B014 | 42-40 Stepper motor with driver board | 0.1-300 |  |  |  |  | 0.0024-190 | 209.7
[5 empty] | OEM-MZ001, MZ004 | 12V φ37 DC | 170, 300 ±10% |  |  |  | 13#,14#, 19#, 16#, 25#/ 1*1, 2*1, 2.5*1, 3*1 | ≤190 | 151.5 |  |  |  | 93.2
[5 empty] | OEM-MZ104, 107, 108, 111 | 24V φ37 DC | 20 , 100 , 160 , 300 ±10% |  |  |  |  | ≤190 | 151.5
[5 empty] | OEM-MZ304, 306 | 24V φ32 Planetarygear DC motor | 50, 100 | [5 empty] | 167.8
[5 empty] | OEM-B136/MiniPump | 57 Stepper Motor with driver board with two heads | 0.1-300 |  |  |  |  | Each channel 0.024-180 | 349.5
OEM-B137/MiniPump
[5 empty] | OEM-B126/MiniPump-2 | 57 Stepper Motor | 0.1-300 |  |  |  |  | 0.024-190 | 291.3
[5 empty] | OEM-B126/MiniPump-3 | [7 empty] | 372.8
[5 empty] | OEM-B126/MiniPump-4 | [7 empty] | 454.4
[5 empty] | OEM-MJ Series/Minipump | 110V/ 220V AC Motor | 2.5-18 |  |  |  |  | - | 128.2
[5 empty] | OEM-UB01 | 42-60 Stepper motor | 0.1-350 |  |  |  | 16#,25#,17# | 0.08-930 | 128.2 | 104.9 | 93.2
[5 empty] | OEM-UB02, UB07, UB09, UB010, UB012, UB013, UB014, UB015, UB016 | 42-60 Stepper motor with driver module ( USB, potentiometer, 0-5V, 0- 10V, 4-20mA) | 0.1-350 |  |  |  | 16#,25#,17# | 0.08-930 | 163.1 | 151.5 | 139.8
[5 empty] | OEM-UB04,UB05 | 42-60 Stepper Motor | 0.1-350 |  |  |  | 16#,25#,17# | 0.08-930 | 151.5
[5 empty] | OEM-UXZ03, UXZ06 | 12V DC planetary gear Motor | 150 ,350 |  |  |  | 16#,25#,17# | 48-930 | 123.5
[5 empty] | OEM-UXZ13, UXZ16 | 24V DC planetary gear Motor | 150, 350 |  |  |  | 16#,25#,17# | 48-930 | 123.5
[5 empty] | OEM-UJ010 | AC Synchronous Motor | 80±10% |  |  |  | 16#,25#,17# | 208 | 116.5 | 95.5
[5 empty] | OEM-UJ21 | φ70 AC Motor | 350 ±10% |  |  |  | 16#,25#,17# | 930 | 186.4
[5 empty] | OEM-UCB001/UC25 | 57 Closed loop stepper motor | 0.1-600 |  |  |  | 15#,24#,35#,36# | 0.3423-6663 | 617.5
[5 empty] | OEM-UCB002/UC25 | 57 closed loop stepper motor, motor driver and control board, toggle switch, LCD screen, and digital knob | 0.1-600 |  |  |  | 15#,24#,35#,36# | 0.3423-6663 | 780.6
[5 empty] | OEM-B236/UC25 | Stepper motor ( for silicone tube, speed under 300rpm) | 0.1-300 |  |  |  | 15#,24#,35#,36# | 0.3423-3331.5 | 431.1
[5 empty] | OEM-UCXZ001, UCXZ101 /UC25 | 24V /12V DC Motor | 300 |  |  |  | 15#,24#,35#,36# | 0.3423-6663 | 617.5
[5 empty] | OEM-UCXZ201, UCXZ301/UC25 | 24V/12V Brushless DC Motor | 300 |  |  |  | 15#,24#,35#,36# | 0.3423-6663 | 768.9
[5 empty] | OEM-EYB101 | 57-56 stepper motor | 0.1-350 |  |  |  | 13#,14#,19#,16#25#, 17#, 18# | 0.0053-1505 | 386.8 | 326.2
[5 empty] | OEM-EYB201 | 57-76 stepper motor | 0.1-600 |  |  |  |  | 0.0053-2580 | 410.1 | 337.9
[5 empty] | OEM-EYB301 | 57 closed loop stepper motor | 0.1-600 |  |  |  | 13#,14#,19#,16#25 #, 17#, 18#, 15#, 24#, 35#, 36# | 0.0053-3100 | 598.8 | 454.4
[5 empty] | OEM-EYB303 | 57 closed loop stepper motor, motor driver, PM29 control board, LCD screen, digital knob, toggle switch | 0.1-600 |  |  |  |  | 0.0053-3100 | 925
[5 empty] | OEM-EYB304 | 57 Integrated motor, 485 communication | 0.1-600 |  |  |  |  | 0.0053-3100 | 757.3
[5 empty] | OEM-B29 | 57-76 stepper motor | 0.1-600 |  |  |  | 13#,14#,19#,16#25 #, 17#, 18# | 0.0053-2580 | 384.5
[5 empty] | OEM-Z216/Easypump | 25W, φ70, 24V DC motor | 450 ±10% |  |  |  | 13#,14#,19#,16#25 #, 17#, 18#, 15#, 24#, 35#, 36# | ≤ 2326 | 407.8
[5 empty] | OEM-J022/Easypump | 60W, φ90 , AC motor, 220V/110V | 430 ±10% |  |  |  | 13#,14#,19#,16#25 #, 17#, 18#, 15#, 24#, 35#, 36# | ≤ 2223 | 605.8
[5 empty] | OEM-JT12/Easypump | 60W, φ90 , AC motor with speed controller, AC220V/110V | 43-430 (±10% ) |  |  |  | 13#,14#,19#,16#25 #, 17#, 18#, 15#, 24#, 35#, 36# | 2.279-2223 | 640.8
[5 empty] | OEM-B130/YZ15x (25x) | 57-56 Stepper Motor | 0.1-350 |  |  |  | 13#,14#,19#,16#25 #,17#, 18#/ 15# 24# | 0.007-1330 | 268 | 221.4
[5 empty] | OEM-B217/YZ15x (25x) | 57-76 Stepper Motor | 0.1-600 |  |  |  |  | 0.07-2280 | 291.3 | 244.7
[5 empty] | OEM-B19/YZ15x (25x) | 57-56 Stepper Motor | 0.1-350 |  |  |  | 13#,14#,19#,16#25 #,17#, 18#/ 15# 24# | 0.007-1330 | 279.6 | 221.4
[5 empty] | OEM-B29/YZ15x (25x) | 57-76 Stepper Motor | 0.1-600 |  |  |  |  | 0.07-2280 | 302.9 | 244.7
[5 empty] | OEM-B171/172-YZ15x (25x) | 57-56 Stepper Motor with Motor Driver | 0.1-350 |  |  |  | 13#,14#,19#,16#25 #,17#, 18#/ 15# 24# | 0.007-1330 | 361.2 | 314.6
[5 empty] | OEM-B237, B238/YZ15x(25x) | 57-76 Stepper Motor with Motor Driver | 0.1-600 |  |  |  |  | 0.07-2280 | 384.5 | 337.9
[5 empty] | OEM-B224/YZ15x (25x) | 57-76 Stepper Motor | 0.1-600 |  |  |  | 13#,14#,19#,16#25 #,17#, 18#/ 15# 24# | 0.007-2280/0.17- 1740 | 687.4
[5 empty] | OEM_B242/YZ15x (25x) | 57-76 Stepper Motor | 0.1-600 |  |  |  | 13#,14#,19#,16#25 #, 17#, 18#/ 15# 24# | 0.007-2280 | 815.5
OEM-B243/YZ15x (25x)
OEM-B244/YZ15x (25x)
[5 empty] | OEM-Z109/YZ15x(25x) | 12V φ60 DC Motor, 15W | 600 ±10% |  |  |  | 13#,14#,19#,16#25 #,17#, 18#/ 15# 24# | ≤2280 | 279.6 | 256.3
[5 empty] | OEM-Z205/YZ15x(25x) | 12V φ70 DC Motor, 25W | 300 ±10% |  |  |  |  | ≤1330 | 302.9
[5 empty] | OEM-Z208/YZ15x(25x) |  | 600 ±10% |  |  |  |  | ≤2280
[5 empty] | OEM-Z216/YZ15x(25x) | 24V φ70 DC Motor, 25W | 450 ±10% |  |  |  |  | ≤1710
[5 empty] | OEM-Z218/YZ15x(25x) |  | 600 ±10% |  |  |  |  | ≤2280
[5 empty] | OEM-JT03/YZ15x (YZ25x) | 220V φ70 AC Motor, 15W | 300 ±10% |  |  |  | 13#,14#,19#,16#25 #,17#, 18#/ 15# 24# | ≤1330 | 326.2
[5 empty] | OEM-JT08/YZ15x (YZ25x) | 220V φ80 AC Motor, 25W | 430 ±10% |  |  |  |  | ≤1634 | 349.5
[5 empty] | OEM-J024/YZ35-PPS | 400W 220V φ90 AC Motor, three phase | 430 |  |  |  | 26#,73#,82# | ≤8600 | 990.3
[5 empty] | OEM-J401/YZ35-PPS | 120W 220V φ90 AC Motor | 450 |  |  |  | 26#,73#,82# | ≤9000 | 873.8
[5 empty] | OEM-JT501/2*YZ35-PPS | 200W 220V φ104 AC Motor | 450 |  |  |  | 26#,73#,82# | ≤9000 | 1499
[5 empty] | OEM-Z501/YZ35-PPS | 250W 24V φ90 DC Motor | 600 |  |  |  | 26#,73#,82# | ≤12000 | 871.4
[5 empty] | OEM- AMCB001/AMC1(10) | 42-60 stepper motor ( AMC1, AMC2 silicone and Pharmed tubing) | 0.1-150 |  |  |  | 1*1, 2*1, 3*1, 2.4*0.8 | 0.0002-65.17 | 361.2
[5 empty] | OEM- AMCB101/AMC1(10) | 57-56 stepper motor ( AMC1-AMC6 silicone tubing; AMC1-AMC4 Pharmed tubing) | [6 empty] | 375.1
[5 empty] | OEM- AMCB201/AMC1(10) | 57-76 stepper motor ( AMC1-AMC12 silicone tubing; AMC1-AMC10 Pharmed tubing) | [6 empty] | 398.4
[5 empty] | OEM- AMCB301/AMC1(10) | 57 closed loop stepper motor ( AMC1- AMC12 all type tubing) | [6 empty] | 587.2
[5 empty] | OEM-B130/MC1 (10) | 57 Stepper Motor | 0.1-150 |  |  |  | 1*1, 2*1, 3*1, 2.4*0.8 | 0.0046-35.85 | 291.3
[5 empty] | OEM-B09/MC1 (10) | 42 Stepper Motor | [6 empty] | 268
[5 empty] | OEM-B19/MC1 (10) | 57-56 Stepper Motor | [6 empty] | 314.6
[5 empty] | OEM-B29/MC1 (10) | 57-76 Stepper Motor | [6 empty] | 337.9
[5 empty] | OEM-Z109/SN15 (SN25) | 12V φ60 DC Motor | 600 ±10% |  |  |  | 14#,16#,24# | 14.4-528/150- 1500 | 221.4
[5 empty] | OEM-J013/SN15 (SN25) | 220V φ60 AC Motor | 417 ±10% |  |  |  | 14#,16#,24# | 14.4-366/150- 1042 | 233
[5 empty] | OEM-B19/SN15 (SN25) | 57-56 Stepper Motor | According to Customer |  |  |  | 14#,16#,24# | 0.024-528/0.25- 1500 | 256.3
[5 empty] | OEM-B130/SN15 (SN25) | 57 Stepper Motor | According to Customer |  |  |  | 14#,16#,24# | 0.024-528/0.25- 1500 | 233
[5 empty] | OEM-B501/DZ25-3L | servo motor with motor driver and PM29 control board | 0.1-600 |  |  |  | 15#24#35#36# | 0.211-3600 | 967
[5 empty] | OEM-B507/DZ25-3L | servo motor | 0.1-600 |  |  |  | 15#24#35#36# | 0.211-3600 | 528.9
[5 empty] | OEM-Z402/DZ25-3L | 24V φ80 DC Motor, 40W | 600 ±10% |  |  |  | 15#,24#,35#,36# | ≤3600 | 419.4
[5 empty] | OEM-Z503/2*DZ25-3L (PPS) | 250W 24V φ90 DC Motor | 240 ±10% |  |  |  | 15#,24#,35#,36# | ≤1440 | 617.5
[5 empty] | OEM-JT12/DZ25-3L | AC motor with speed controller, AC220V | 43-430 (±10% ) |  |  |  | 15#,24#,35#,36# | 90.3-2580 | 617.5
[5 empty] | OEM-B508/DZ25-6L | Servo motor | 0.1-600 |  |  |  | 15#,24#,35#,36# | 0.3-6000 | 757.3
[5 empty] | OEM-B504/DZ25-6L | Servo motor, motor driver and transformer | 0.1-600 |  |  |  | 15#,24#,35#,36# | 0.3-6000 | 1036.9
[5 empty] | OEM-Z502/DZ25-6L (PPS) | 250W 24V φ90 DC Motor | 600 ±10% |  |  |  | 15#,24#,35#,36# | ≤6000 | 664.1
[5 empty] | OEM-Z506/DZ25-6L(PPS) | 250W, 24V φ90 DC Motor | 350 ±10% |  |  |  | 15#,24#,35#,36# | ≤3500 | 664.1
[5 empty] | OEM-JT407/DZ25-6L (PPS) | 120W 220V φ90 AC Motor, with speed controller | 45-450 |  |  |  | 15#,24#,35#,36# | 135-4500 | 664.1
[5 empty] | OEM-J402/DZ25-6L(PPS) | 120W 220V φ90 AC Motor | 450±10% |  |  |  | 15#,24#,35#,36# | ≤4500 | 652.4
[5 empty] | OEM-JT12/DZ25-6L(PPS) | 60W 220V φ90 AC Motor | 430±10% |  |  |  | 15#,24#,35#,36# | ≤4300 | 664.1
[5 empty] | MT12 | Stepper motor | 0.1-50 |  |  |  | 0.51*0.9,1.02*0.86, 2.06*0.86,2.54*0.8 6 | 0.0016-10.5 | 1433
[5 empty] | M42 | 42 stepper motor | 0.1-350 | [5 empty] | 58.3
[5 empty] | M42/RS232, M42/RS485 | 42 stepper motor | 0.1-350 | [5 empty] | 81.6
[5 empty] | M57P | 57 stepper motor | 0.1-600 | [5 empty] | 81.6
[5 empty] | PD03 | 57-56 stepper motor | 0.1-350 | [5 empty] | 46.6
[5 empty] | PMD07 | 57-56 stepper motor | 0.1-350 | [5 empty] | 58.3
[5 empty] | PMD17 | 57-56 stepper motor | 0.1-350 | [5 empty] | 116.5
[5 empty] | PM29 | 57-76 stepper motor | 0.1-600 | [5 empty] | 139.8
M542 driver (for 57-76 stepper motor) | [12 empty] | 116.5
3L closed-loop motor driver | [12 empty] | 174.8
6L closed-loop motor driver | [12 empty] | 279.6
12L closed-loop motor driver | [12 empty] | 582.5
[5 empty] | ISPLab01 |  |  |  | 1 | 10ul-140ml |  | 0.001ul-127ml/min | 3199
[5 empty] | ISPLab02 |  |  |  | 2 | 10ul-140ml |  | 0.001ul-127ml/min | 3723.4
[5 empty] | ISPLab04 |  |  |  | 4 | 10ul-10ml |  | 0.001ul-21.997ml/min | 4089.2
[5 empty] | ISPLab06 |  |  |  | 6 | 10ul-10ml |  | 0.001ul-21.997ml/min | 4457.3
[5 empty] | ISPLab08 |  |  |  | 8 | 10ul-10ml |  | 0.001ul-21.997ml/min | 4823
[5 empty] | ISPLab10 |  |  |  | 10 | 10ul-10ml |  | 0.001ul-21.997ml/min | 5296
[5 empty] | ISPLab12 |  |  |  | 12 | 10ul-10ml |  | 0.001ul-21.997ml/min | 5662
[5 empty] | SPLab01/SPLab01 -E |  |  |  | 1 | 10ul-140ml |  | 0.001ul-127ml/min | 2628.3
[5 empty] | ISPLab01 |  |  |  | 2 | 10ul-140ml |  | 0.001ul-127ml/min | 3145.5
[5 empty] | SPLab 04 |  |  |  | 4 | 10ul-10ml |  | 0.001ul-21.997ml/min | 3564.9
[5 empty] | SPLab 06 |  |  |  | 6 | 10ul-10ml |  | 0.001ul-21.997ml/min | 3937.7
[5 empty] | SPLab 08 |  |  |  | 8 | 10ul-10ml |  | 0.001ul-21.997ml/min | 4310.5
[5 empty] | SPLab10 |  |  |  | 10 | 10ul-10ml |  | 0.001ul-21.997ml/min | 4765
[5 empty] | SPLab 12 |  |  |  | 12 | 10ul-10ml |  | 0.001ul-21.997ml/min | 5137.7
[5 empty] | SPLab01-LU |  |  |  | 1 | 10ul-140ml |  | 0.001ul-127ml/min | 2628.3
[5 empty] | SPLab02-LU |  |  |  | 2 | 10ul-140ml |  | 0.001ul-127ml/min | 3145.5
[5 empty] | CFSP-I |  |  |  | 1 | 50ul, 100ul, 250ul, 500ul, 1.0ml, 2.5ml, 5.0ml, 10ml, 25ml |  | 0.06μL/min-70mL/min | 11132.8
[5 empty] | ISPLab01 |  |  |  | 1-8 | 10ul-60ml |  | 0.001ul-127ml/min | Controller : 1992
Each Pump Unit: 2620
[5 empty] | SPC (7 inch screen) |  |  |  | 1-8 | 10ul-60ml |  | 0.001ul-127ml/min | Controller: 4613
Each Pump Unit: 2621
[5 empty] | ZJ-ZU ( support for SPC or SPM syringe pump unit, do no including the pump) |  |  |  | - | - |  | - | 1512.2
[5 empty] | ASD60 ( include syringe, three-way valve and control software) |  |  |  | 1 | 50ul, 100ul, 250ul, 500ul, 1.0ml, 2.5ml, 5.0ml, 10ml, 25ml |  | - | 6186.2
[5 empty] | ISPLab01 |  |  |  | 2 | 50ul, 100ul, 250ul, 500ul, 1.0ml, 2.5ml, 5.0ml, 10ml, 25ml |  | - | 10899
[5 empty] | ASD60-III (include syringe, valve and control software) |  |  |  | 3 | 50ul, 100ul, 250ul, 500ul, 1.0ml, 2.5ml, 5.0ml, 10ml, 25ml |  | - | 15611
[5 empty] | SP30-1A ( do not include syringe and valve) |  |  |  | 1 | 50ul, 100ul, 250ul, 500ul, 1.0ml, 2.5ml, 5.0ml |  | - | 1083.5
[5 empty] | ISPLab01 |  |  |  | 1 | 50ul, 100ul, 250ul, 500ul, 1.0ml, 2.5ml, 5.0ml, 10ml, 25ml |  | - | 1235
[5 empty] | SP60-1B ( include valve, not include syringe) |  |  |  | 1 | 50ul, 100ul, 250ul, 500ul, 1.0ml, 2.5ml, 5.0ml, 10ml, 25ml |  | - | 1712.6
[5 empty] | SP60-8B |  |  |  | 8 | 50ul, 100ul, 250ul, 500ul, 1.0ml, 2.5ml, 5.0ml |  | - | 3809.6
|  |  |  | LabM1-III (0.5-150rpm) |  |  |  | EasypumpI (fixed pressure) | 1 |  | 13#, 14#, 19#, 16#, 25#, 17#, 18# | 0.0265 ~ 645 | 1940.89
[8 empty] | 2*EasypumpI | 2 |  | 13#, 14#, 19#, 16#, 25#, 17#, 18# | 0.0265 ~ 645 | 2453.49
per head
[8 empty] | EasypumpII | 1 |  | 15#, 24#, 35#, 36# | 0.9 ~ 775 | 1940.89
( fixed pressure)
[8 empty] | 2*EasypumpII | 2 |  | 15#, 24#, 35#, 36# | 0.9 ~ 775 | 2453.49
per head
[8 empty] | EasypumpIII | 1 |  | 13#, 14#, 19#, 16#, 25#, 17#, 18# | 0.0265 ~ 645 | 1940.89
( adjustable pressure)
[8 empty] | 2*EasypumpIII | 2 |  | 13#, 14#, 19#, 16#, 25#, 17#, 18# | 0.0265 ~ 645 | 2453.49
per head
[8 empty] | EasypumpIV | 1 |  | 15#, 24#, 35#, 36# | 0.9 ~ 775 | 1940.89
( adjustable pressure)
[8 empty] | 2*EasypumpIV | 2 |  | 15#, 24#, 35#, 36# | 0.9 ~ 775 | 2453.49
per head
[8 empty] | EasypumpV | 2 |  | 13#, 14#, 19#, 16#, 25# | 0.0265 ~ 295 | 1940.89
[8 empty] | ( fixed pressure) |  |  |  | per channel
[8 empty] | 2*EasypumpV | 4 |  | 13#, 14#, 19#, 16#, 25# | 0.0265 ~ 295 | 2453.49
per channel
[8 empty] | EasypumpVI | 2 |  | 13#, 14#, 19#, 16#, 25# | 0.0265 ~ 295 | 1940.89
[8 empty] | ( adjustable pressure) |  |  |  | per channel
[8 empty] | 2*Easypump VI | 4 |  | 13#, 14#, 19#, 16#, 25# | 0.0265 ~ 295 | 2453.49
per channel
[8 empty] | 3*Easypump | - |  | 13#, 14#, 19#, 16#, 25#, 17#, 18#/ | - | 2966.09
15#, 24#, 35#, 36#
[8 empty] | 4*Easypump | - |  | 13#, 14#, 19#, 16#, 25#, 17#, 18#/ | - | 3478.69
15#, 24#, 35#, 36#
|  |  |  | LabM1 (0.5-150rpm) |  |  |  | AMC1 (6) | 1 |  | 1*1, 2*1, 2.4*0.8, 3*1 ( Inner diameter: 0.13-3mm; Wall thickness: 0.8-1mm) | 0.0002-65 per channel | 1507.51
[8 empty] | AMC2 (6) | 2 |  |  |  | 1568.09
[8 empty] | AMC3 (6) | 3 |  |  |  | 1628.67
[8 empty] | AMC4 (6) | 4 |  |  |  | 1691.58
[8 empty] | AMC1 (10) | 1 |  |  | 0.0002-48 per channel | 1533.14
[8 empty] | AMC2 (10) | 2 |  |  |  | 1621.68
[8 empty] | AMC3 (10) | 3 |  |  |  | 1710.22
[8 empty] | AMC4 (10) | 4 |  |  |  | 1798.76
|  |  |  | LabM1-II (0.1-150rpm) |  |  |  | AMC5 (6) | 5 |  |  | 0.0002-65 per channel | 1752.16
[8 empty] | AMC6 (6) | 6 |  |  |  | 1812.74
[8 empty] | AMC8 (6) | 8 |  |  |  | 1936.23
[8 empty] | AMC10 (6) | 10 |  |  |  | 2057.39
[8 empty] | AMC5 (10) | 5 |  |  | 0.0002-48 per channel | 1887.3
[8 empty] | AMC6 (10) | 6 |  |  |  | 1973.51
[8 empty] | AMC8 (10) | 8 |  |  |  | 2150.59
[8 empty] | AMC10 (10) | 10 |  |  |  | 2327.67
|  |  |  | LabM1-III (0.1-150rpm) |  |  |  | AMC12 (6) | 12 |  |  | 0.0002-65 per channel | 2737.75
[8 empty] | AMC12 (10) | 12 |  |  | 0.0002-48 per channel | 3040.65
|  |  |  | LabM3-III (0.5-350rpm) |  |  |  | EasypumpI (fixed pressure) | 1 |  | 13#, 14#, 19#, 16#, 25#, 17#, 18# | 0.0265 ~ 1505 | 2378.93
[8 empty] | 2*EasypumpI | 2 |  | 13#, 14#, 19#, 16#, 25#, 17#, 18# | 0.0265 ~ 1505 per head | 2891.53
[8 empty] | EasypumpII ( fixed pressure) | 1 |  | 15#, 24#, 35#, 36# | 0.9 ~ 1808 | 2378.93
[8 empty] | 2*EasypumpII | 2 |  | 15#, 24#, 35#, 36# | 0.9 ~ 1808 per head | 2891.53
[8 empty] | EasypumpIII ( adjustable pressure) | 1 |  | 13#, 14#, 19#, 16#, 25#, 17#, 18# | 0.0265 ~ 1505 | 2378.93
[8 empty] | 2*EasypumpIII | 2 |  | 13#, 14#, 19#, 16#, 25#, 17#, 18# | 0.0265 ~ 1505 per head | 2891.53
[8 empty] | EasypumpIV ( adjustable pressure) | 1 |  | 15#, 24#, 35#, 36# | 0.9 ~ 1808 | 2378.93
[8 empty] | 2*EasypumpIV | 2 |  | 15#, 24#, 35#, 36# | 0.9 ~ 1808 per head | 2891.53
[8 empty] | EasypumpV ( fixed pressure) | 2 |  | 13#, 14#, 19#, 16#, 25# | 0.0265 ~ 688 per channel | 2378.93
[8 empty] | 2*EasypumpV | 4 |  | 13#, 14#, 19#, 16#, 25# | 0.0265 ~ 688 per channel | 2891.53
[8 empty] | EasypumpVI ( adjustable pressure) | 2 |  | 13#, 14#, 19#, 16#, 25# | 0.0265 ~ 688 per channel | 2378.93
[8 empty] | 2*EasypumpVI | 4 |  | 13#, 14#, 19#, 16#, 25# | 0.0265 ~ 688 per channel | 2891.53
[8 empty] | 3*Easypump | - |  | 13#, 14#, 19#, 16#, 25#, 17#, 18#/ 15#, 24#, 35#, 36# | - | 3404.13
[8 empty] | 4*Easypump | - |  | 13#, 14#, 19#, 16#, 25#, 17#, 18#/ 15#, 24#, 35#, 36# | - | 3916.73
|  |  |  | LabM6-III (0.5-600rpm) |  |  |  | EasypumpI (fixed pressure) | 1 |  | 13#, 14#, 19#, 16#, 25#, 17#, 18# | 0.0265 ~2580 | 2814.64
[8 empty] | 2*EasypumpI | 2 |  | 13#, 14#, 19#, 16#, 25#, 17#, 18# | 0.0265 ~2580 per head | 3327.24
[8 empty] | EasypumpII ( fixed pressure) | 1 |  | 15#, 24#, 35#, 36# | 0.9 ~ 3100 | 2814.64
[8 empty] | 2*EasypumpII | 2 |  | 15#, 24#, 35#, 36# | 0.9 ~ 3100 per head | 3327.24
[8 empty] | EasypumpIII ( adjustable pressure) | 1 |  | 13#, 14#, 19#, 16#, 25#, 17#, 18# | 0.0265 ~ 2580 | 2814.64
[8 empty] | 2*EasypumpIII | 2 |  | 13#, 14#, 19#, 16#, 25#, 17#, 18# | 0.0265 ~ 2580 per head | 3327.24
[8 empty] | EasypumpIV ( adjustable pressure) | 1 |  | 15#, 24#, 35#, 36# | 0.9 ~ 3100 | 2814.64
[8 empty] | 2*EasypumpIV | 2 |  | 15#, 24#, 35#, 36# | 0.9 ~ 3100 per head | 3327.24
[8 empty] | EasypumpV ( fixed pressure) | 2 |  | 13#, 14#, 19#, 16#, 25# | 0.0265 ~ 1180 per channel | 2814.64
[8 empty] | 2*EasypumpV | 4 |  | 13#, 14#, 19#, 16#, 25# | 0.0265 ~ 1180 per channel | 3327.24
[8 empty] | EasypumpVI ( adjustable pressure) | 2 |  | 13#, 14#, 19#, 16#, 25# | 0.0265 ~ 1180 per channel | 2814.64
[8 empty] | 2*EasypumpVI | 4 |  | 13#, 14#, 19#, 16#, 25# | 0.0265 ~ 1180 per channel | 3327.24
[8 empty] | 3*Easypump | - |  | 13#, 14#, 19#, 16#, 25#, 17#, 18#/ 15#, 24#, 35#, 36# | - | 3839.84
|  |  |  | LabN1-III (0.1-150rpm) |  |  |  | EasypumpI (fixed pressure) | 1 |  | 13#, 14#, 19#, 16#, 25#, 17#, 18# | 0.0053 ~645 | 2197.19
[8 empty] | 2*EasypumpI | 2 |  | 13#, 14#, 19#, 16#, 25#, 17#, 18# | 0.0053 ~645 per head | 2709.79
[8 empty] | EasypumpII ( fixed pressure) | 1 |  | 15#, 24#, 35#, 36# | 0.18 ~775 | 2197.19
[8 empty] | 2*EasypumpII | 2 |  | 15#, 24#, 35#, 36# | 0.18 ~775 per head | 2709.79
[8 empty] | EasypumpIII ( adjustable pressure) | 1 |  | 13#, 14#, 19#, 16#, 25#, 17#, 18# | 0.0053 ~645 | 2197.19
[8 empty] | 2*EasypumpIII | 2 |  | 13#, 14#, 19#, 16#, 25#, 17#, 18# | 0.0053 ~645 per head | 2709.79
[8 empty] | EasypumpIV ( adjustable pressure) | 1 |  | 15#, 24#, 35#, 36# | 0.18 ~775 | 2197.19
[8 empty] | 2*EasypumpIV | 2 |  | 15#, 24#, 35#, 36# | 0.18 ~775 per head | 2709.79
[8 empty] | EasypumpV ( fixed pressure) | 2 |  | 13#, 14#, 19#, 16#, 25# | 0.0053 ~ 295 per channel | 2197.19
[8 empty] | 2*EasypumpV | 4 |  | 13#, 14#, 19#, 16#, 25# | 0.0053 ~ 295 per channel | 2709.79
[8 empty] | EasypumpVI ( adjustable pressure) | 2 |  | 13#, 14#, 19#, 16#, 25# | 0.0053 ~ 295 per channel | 2197.19
[8 empty] | 2*EasypumpVI | 4 |  | 13#, 14#, 19#, 16#, 25# | 0.0053 ~ 295 per channel | 2709.79
[8 empty] | 3*Easypump | - |  | 13#, 14#, 19#, 16#, 25#, 17#, 18#/ 15#, 24#, 35#, 36# | - | 3222.39
[8 empty] | 4*Easypump | - |  | 13#, 14#, 19#, 16#, 25#, 17#, 18#/ 15#, 24#, 35#, 36# | - | 3734.99
|  |  |  | LabN1 (0.1-150rpm) |  |  |  | AMC1 (6) | 1 |  | 1*1, 2*1, 2.4*0.8, 3*1 ( Inner diameter: 0.13-3mm; Wall thickness: 0.8-1mm) | 0.0002-65 per channel | 1891.96
[8 empty] | AMC2 (6) | 2 |  |  |  | 1952.54
[8 empty] | AMC3 (6) | 3 |  |  |  | 2013.12
[8 empty] | AMC4 (6) | 4 |  |  |  | 2073.7
[8 empty] | AMC1 (10) | 1 |  |  | 0.0002-48 per channel | 1917.59
[8 empty] | AMC2 (10) | 2 |  |  |  | 2006.13
[8 empty] | AMC3 (10) | 3 |  |  |  | 2094.67
[8 empty] | AMC4 (10) | 4 |  |  |  | 2183.21
|  |  |  | LabN1-II (0.1-150rpm) |  |  |  | AMC5 (6) | 5 |  |  | 0.0002-65 per channel | 2136.61
[8 empty] | AMC6 (6) | 6 |  |  |  | 2197.19
[8 empty] | AMC8 (6) | 8 |  |  |  | 2318.35
[8 empty] | AMC10 (6) | 10 |  |  |  | 2441.84
[8 empty] | AMC5 (10) | 5 |  |  | 0.0002-48 per channel | 2269.42
[8 empty] | AMC6 (10) | 6 |  |  |  | 2357.96
[8 empty] | AMC8 (10) | 8 |  |  |  | 2535.04
[8 empty] | AMC10 (10) | 10 |  |  |  | 2709.79
|  |  |  | LabN1-III (0.1-150rpm) |  |  |  | AMC12 (6) | 12 |  |  | 0.0002-65 per channel | 3005.7
[8 empty] | AMC12 (10) | 12 |  |  | 0.0002-48 per channel | 3310.93
|  |  |  | LabN3-III (0.1-350rpm) |  |  |  | EasypumpI (fixed pressure) | 1 |  | 13#, 14#, 19#, 16#, 25#, 17#, 18# | 0.0053 ~ 1505 | 2618.92
[8 empty] | 2*EasypumpI | 2 |  | 13#, 14#, 19#, 16#, 25#, 17#, 18# | 0.0053 ~ 1505 per head | 3131.52
[8 empty] | EasypumpII ( fixed pressure) | 1 |  | 15#, 24#, 35#, 36# | 0.18 ~ 1808 | 2618.92
[8 empty] | 2*EasypumpII | 2 |  | 15#, 24#, 35#, 36# | 0.18 ~ 1808 per head | 3131.52
[8 empty] | EasypumpIII ( adjustable pressure) | 1 |  | 13#, 14#, 19#, 16#, 25#, 17#, 18# | 0.0053 ~ 1505 | 2618.92
[8 empty] | 2*EasypumpIII | 2 |  | 13#, 14#, 19#, 16#, 25#, 17#, 18# | 0.0053 ~ 1505 per head | 3131.52
[8 empty] | EasypumpIV ( adjustable pressure) | 1 |  | 15#, 24#, 35#, 36# | 0.18 ~ 1808 | 2618.92
[8 empty] | 2*EasypumpIV | 2 |  | 15#, 24#, 35#, 36# | 0.18 ~ 1808 per head | 3131.52
[8 empty] | EasypumpV ( fixed pressure) | 2 |  | 13#, 14#, 19#, 16#, 25# | 0.0053~ 688 per channel | 2618.92
[8 empty] | 2*EasypumpV | 4 |  | 13#, 14#, 19#, 16#, 25# | 0.0053~ 688 per channel | 3131.52
[8 empty] | EasypumpVI ( adjustable pressure) | 2 |  | 13#, 14#, 19#, 16#, 25# | 0.0053~ 688 per channel | 2618.92
[8 empty] | 2*EasypumpVI | 4 |  | 13#, 14#, 19#, 16#, 25# | 0.0053~ 688 per channel | 3131.52
[8 empty] | 3*Easypump | - |  | 13#, 14#, 19#, 16#, 25#, 17#, 18#/ 15#, 24#, 35#, 36# | - | 3644.12
[8 empty] | 4*Easypump | - |  | 13#, 14#, 19#, 16#, 25#, 17#, 18#/ 15#, 24#, 35#, 36# | - | 4156.72
|  |  |  | LabN6-III (0.1-600rpm) |  |  |  | EasypumpI (fixed pressure) | 1 |  | 13#, 14#, 19#, 16#, 25#, 17#, 18# | 0.0053 ~ 2580 | 3038.32
[8 empty] | 2*EasypumpI | 2 |  | 13#, 14#, 19#, 16#, 25#, 17#, 18# | 0.0053 ~ 2580 per head | 3550.92
[8 empty] | EasypumpII ( fixed pressure) | 1 |  | 15#, 24#, 35#, 36# | 0.18 ~ 3100 | 3038.32
[8 empty] | 2*EasypumpII | 2 |  | 15#, 24#, 35#, 36# | 0.18 ~ 3100 per head | 3550.92
[8 empty] | EasypumpIII ( adjustable pressure) | 1 |  | 13#, 14#, 19#, 16#, 25#, 17#, 18# | 0.0053 ~ 2580 | 3038.32
[8 empty] | 2*EasypumpIII | 2 |  | 13#, 14#, 19#, 16#, 25#, 17#, 18# | 0.0053 ~ 2580 per head | 3550.92
[8 empty] | EasypumpIV ( adjustable pressure) | 1 |  | 15#, 24#, 35#, 36# | 0.18 ~ 3100 | 3038.32
[8 empty] | 2*EasypumpIV | 2 |  | 15#, 24#, 35#, 36# | 0.18 ~ 3100 per head | 3550.92
[8 empty] | EasypumpV ( fixed pressure) | 2 |  | 13#, 14#, 19#, 16#, 25# | 0.0053 ~ 1180 per channel | 3038.32
[8 empty] | 2*EasypumpV | 4 |  | 13#, 14#, 19#, 16#, 25# | 0.0053 ~ 1180 per channel | 3550.92
[8 empty] | EasypumpVI ( adjustable pressure) | 2 |  | 13#, 14#, 19#, 16#, 25# | 0.0053 ~ 1180 per channel | 3038.32
[8 empty] | 2*EasypumpVI | 4 |  | 13#, 14#, 19#, 16#, 25# | 0.0053 ~ 1180 per channel | 3550.92
[8 empty] | 3*Easypump | - |  | 13#, 14#, 19#, 16#, 25#, 17#, 18#/ 15#, 24#, 35#, 36# | - | 4063.52
|  |  |  | LabV1-III (0.1-150rpm) |  |  |  | EasypumpI (fixed pressure) | 1 |  | 13#, 14#, 19#, 16#, 25#, 17#, 18# | 0.0053 ~645 | 2758.72
[8 empty] | 2*EasypumpI | 2 |  | 13#, 14#, 19#, 16#, 25#, 17#, 18# | 0.0053 ~645 per head | 3271.32
[8 empty] | EasypumpII ( fixed pressure) | 1 |  | 15#, 24#, 35#, 36# | 0.18 ~775 | 2758.72
[8 empty] | 2*EasypumpII | 2 |  | 15#, 24#, 35#, 36# | 0.18 ~775 per head | 3271.32
[8 empty] | EasypumpIII ( adjustable pressure) | 1 |  | 13#, 14#, 19#, 16#, 25#, 17#, 18# | 0.0053 ~645 | 2758.72
[8 empty] | 2*EasypumpIII | 2 |  | 13#, 14#, 19#, 16#, 25#, 17#, 18# | 0.0053 ~645 per head | 3271.32
[8 empty] | EasypumpIV ( adjustable pressure) | 1 |  | 15#, 24#, 35#, 36# | 0.18 ~775 | 2758.72
[8 empty] | 2*EasypumpIV | 2 |  | 15#, 24#, 35#, 36# | 0.18 ~775 per head | 3271.32
[8 empty] | EasypumpV ( fixed pressure) | 2 |  | 13#, 14#, 19#, 16#, 25# | 0.0053 ~ 295 per channel | 2758.72
[8 empty] | 2*EasypumpV | 4 |  | 13#, 14#, 19#, 16#, 25# | 0.0053 ~ 295 per channel | 3271.32
[8 empty] | EasypumpVI ( adjustable pressure) | 2 |  | 13#, 14#, 19#, 16#, 25# | 0.0053 ~ 295 per channel | 2758.72
[8 empty] | 2*EasypumpVI | 4 |  | 13#, 14#, 19#, 16#, 25# | 0.0053 ~ 295 per channel | 3271.32
[8 empty] | 3*Easypump | - |  | 13#, 14#, 19#, 16#, 25#, 17#, 18#/ 15#, 24#, 35#, 36# | - | 3783.92
[8 empty] | 4*Easypump | - |  | 13#, 14#, 19#, 16#, 25#, 17#, 18#/ 15#, 24#, 35#, 36# | - | 4296.52
|  |  |  | LabV1 (0.1-150rpm) |  |  |  | AMC1 (6) | 1 |  | 1*1, 2*1, 2.4*0.8, 3*1 ( Inner diameter: 0.13-3mm; Wall thickness: 0.8-1mm) | 0.0002-65 per channel | 2479.12
[8 empty] | AMC2 (6) | 2 |  |  |  | 2539.7
[8 empty] | AMC3 (6) | 3 |  |  |  | 2600.28
[8 empty] | AMC4 (6) | 4 |  |  |  | 2660.86
[8 empty] | AMC1 (10) | 1 |  |  | 0.0002-48 per channel | 2504.75
[8 empty] | AMC2 (10) | 2 |  |  |  | 2593.29
[8 empty] | AMC3 (10) | 3 |  |  |  | 2681.83
[8 empty] | AMC4 (10) | 4 |  |  |  | 2770.37
|  |  |  | LabV1-II (0.1-150rpm) |  |  |  | AMC5 (6) | 5 |  |  | 0.0002-65 per channel | 2723.77
[8 empty] | AMC6 (6) | 6 |  |  |  | 2784.35
[8 empty] | AMC8 (6) | 8 |  |  |  | 2905.51
[8 empty] | AMC10 (6) | 10 |  |  |  | 3029
[8 empty] | AMC5 (10) | 5 |  |  | 0.0002-48 per channel | 2856.58
[8 empty] | AMC6 (10) | 6 |  |  |  | 2945.12
[8 empty] | AMC8 (10) | 8 |  |  |  | 3122.2
[8 empty] | AMC10 (10) | 10 |  |  |  | 3296.95
|  |  |  | LabV1-III (0.1-150rpm) |  |  |  | AMC12 (6) | 12 |  |  | 0.0002-65 per channel | 3597.52
[8 empty] | AMC12 (10) | 12 |  |  | 0.0002-48 per channel | 3900.42
|  |  |  | LabV3-III (0.1-350rpm) |  |  |  | EasypumpI (fixed pressure) | 1 |  | 13#, 14#, 19#, 16#, 25#, 17#, 18# | 0.0053 ~ 1505 | 3194.43
[8 empty] | 2*EasypumpI | 2 |  | 13#, 14#, 19#, 16#, 25#, 17#, 18# | 0.0053 ~ 1505 per head | 3707.03
[8 empty] | EasypumpII ( fixed pressure) | 1 |  | 15#, 24#, 35#, 36# | 0.18 ~ 1808 | 3194.43
[8 empty] | 2*EasypumpII | 2 |  | 15#, 24#, 35#, 36# | 0.18 ~ 1808 per head | 3707.03
[8 empty] | EasypumpIII ( adjustable pressure) | 1 |  | 13#, 14#, 19#, 16#, 25#, 17#, 18# | 0.0053 ~ 1505 | 3194.43
[8 empty] | 2*EasypumpIII | 2 |  | 13#, 14#, 19#, 16#, 25#, 17#, 18# | 0.0053 ~ 1505 per head | 3707.03
[8 empty] | EasypumpIV ( adjustable pressure) | 1 |  | 15#, 24#, 35#, 36# | 0.18 ~ 1808 | 3194.43
[8 empty] | 2*EasypumpIV | 2 |  | 15#, 24#, 35#, 36# | 0.18 ~ 1808 per head | 3707.03
[8 empty] | EasypumpV ( fixed pressure) | 2 |  | 13#, 14#, 19#, 16#, 25# | 0.0053~ 688 per channel | 3194.43
[8 empty] | 2*EasypumpV | 4 |  | 13#, 14#, 19#, 16#, 25# | 0.0053~ 688 per channel | 3707.03
[8 empty] | EasypumpVI ( adjustable pressure) | 2 |  | 13#, 14#, 19#, 16#, 25# | 0.0053~ 688 per channel | 3194.43
[8 empty] | 2*EasypumpVI | 4 |  | 13#, 14#, 19#, 16#, 25# | 0.0053~ 688 per channel | 3707.03
[8 empty] | 3*Easypump | - |  | 13#, 14#, 19#, 16#, 25#, 17#, 18#/ 15#, 24#, 35#, 36# | - | 4219.63
[8 empty] | 4*Easypump | - |  | 13#, 14#, 19#, 16#, 25#, 17#, 18#/ 15#, 24#, 35#, 36# | - | 4732.23
|  |  |  | LabV6-III (0.1-600rpm) |  |  |  | EasypumpI (fixed pressure) | 1 |  | 13#, 14#, 19#, 16#, 25#, 17#, 18# | 0.0053 ~ 2580 | 3630.14
[8 empty] | 2*EasypumpI | 2 |  | 13#, 14#, 19#, 16#, 25#, 17#, 18# | 0.0053 ~ 2580 per head | 4142.74
[8 empty] | EasypumpII ( fixed pressure) | 1 |  | 15#, 24#, 35#, 36# | 0.18 ~ 3100 | 3630.14
[8 empty] | 2*EasypumpII | 2 |  | 15#, 24#, 35#, 36# | 0.18 ~ 3100 per head | 4142.74
[8 empty] | EasypumpIII ( adjustable pressure) | 1 |  | 13#, 14#, 19#, 16#, 25#, 17#, 18# | 0.0053 ~ 2580 | 3630.14
[8 empty] | 2*EasypumpIII | 2 |  | 13#, 14#, 19#, 16#, 25#, 17#, 18# | 0.0053 ~ 2580 per head | 4142.74
[8 empty] | EasypumpIV ( adjustable pressure) | 1 |  | 15#, 24#, 35#, 36# | 0.18 ~ 3100 | 3630.14
[8 empty] | 2*EasypumpIV | 2 |  | 15#, 24#, 35#, 36# | 0.18 ~ 3100 per head | 4142.74
[8 empty] | EasypumpV ( fixed pressure) | 2 |  | 13#, 14#, 19#, 16#, 25# | 0.0053 ~ 1180 per channel | 3630.14
[8 empty] | 2*EasypumpV | 4 |  | 13#, 14#, 19#, 16#, 25# | 0.0053 ~ 1180 per channel | 4142.74
[8 empty] | EasypumpVI ( adjustable pressure) | 2 |  | 13#, 14#, 19#, 16#, 25# | 0.0053 ~ 1180 per channel | 3630.14
[8 empty] | 2*EasypumpVI | 4 |  | 13#, 14#, 19#, 16#, 25# | 0.0053 ~ 1180 per channel | 4142.74
[8 empty] | 3*Easypump | - |  | 13#, 14#, 19#, 16#, 25#, 17#, 18#/ 15#, 24#, 35#, 36# | - | 4655.34
|  |  |  | LabF1-III (1-150rpm) |  |  |  | EasypumpI (fixed pressure) | 1 |  | 13#, 14#, 19#, 16#, 25#, 17#, 18# | 0.053 ~645 | 2865.9
[8 empty] | 2*EasypumpI | 2 |  | 13#, 14#, 19#, 16#, 25#, 17#, 18# | 0.053 ~645 per head | 3378.5
[8 empty] | EasypumpII ( fixed pressure) | 1 |  | 15#, 24#, 35#, 36# | 1.8 ~775 | 2865.9
[8 empty] | 2*EasypumpII | 2 |  | 15#, 24#, 35#, 36# | 1.8 ~775 per head | 3378.5
[8 empty] | EasypumpIII ( adjustable pressure) | 1 |  | 13#, 14#, 19#, 16#, 25#, 17#, 18# | 0.053 ~645 | 2865.9
[8 empty] | 2*EasypumpIII | 2 |  | 13#, 14#, 19#, 16#, 25#, 17#, 18# | 0.053 ~645 per head | 3378.5
[8 empty] | EasypumpIV ( adjustable pressure) | 1 |  | 15#, 24#, 35#, 36# | 1.8 ~775 | 2865.9
[8 empty] | 2*EasypumpIV | 2 |  | 15#, 24#, 35#, 36# | 1.8 ~775 per head | 3378.5
[8 empty] | EasypumpV ( fixed pressure) | 2 |  | 13#, 14#, 19#, 16#, 25# | 0.053 ~ 295 per channel | 2865.9
[8 empty] | 2*EasypumpV | 4 |  | 13#, 14#, 19#, 16#, 25# | 0.053 ~ 295 per channel | 3378.5
[8 empty] | EasypumpVI ( adjustable pressure) | 2 |  | 13#, 14#, 19#, 16#, 25# | 0.053 ~ 295 per channel | 2865.9
[8 empty] | 2*EasypumpVI | 4 |  | 13#, 14#, 19#, 16#, 25# | 0.053 ~ 295 per channel | 3378.5
[8 empty] | 3*Easypump | - |  | 13#, 14#, 19#, 16#, 25#, 17#, 18#/ 15#, 24#, 35#, 36# | - | 3891.1
[8 empty] | 4*Easypump | - |  | 13#, 14#, 19#, 16#, 25#, 17#, 18#/ 15#, 24#, 35#, 36# | - | 4403.7
|  |  |  | LabF1 (0.1-150rpm) |  |  |  | AMC1 (6) | 1 |  | 1*1, 2*1, 2.4*0.8, 3*1 ( Inner diameter: 0.13-3mm; Wall thickness: 0.8-1mm) | 0.0002-65 per channel | 2593.29
[8 empty] | AMC2 (6) | 2 |  |  |  | 2653.87
[8 empty] | AMC3 (6) | 3 |  |  |  | 2716.78
[8 empty] | AMC4 (6) | 4 |  |  |  | 2777.36
[8 empty] | AMC1 (10) | 1 |  |  | 0.0002-48 per channel | 2621.25
[8 empty] | AMC2 (10) | 2 |  |  |  | 2707.46
[8 empty] | AMC3 (10) | 3 |  |  |  | 2796
[8 empty] | AMC4 (10) | 4 |  |  |  | 2884.54
|  |  |  | LabF1-II (0.1-150rpm) |  |  |  | AMC5 (6) | 5 |  |  | 0.0002-65 per channel | 2837.94
[8 empty] | AMC6 (6) | 6 |  |  |  | 2898.52
[8 empty] | AMC8 (6) | 8 |  |  |  | 3022.01
[8 empty] | AMC10 (6) | 10 |  |  |  | 3143.17
[8 empty] | AMC5 (10) | 5 |  |  | 0.0002-48 per channel | 2973.08
[8 empty] | AMC6 (10) | 6 |  |  |  | 3061.62
[8 empty] | AMC8 (10) | 8 |  |  |  | 3236.37
[8 empty] | AMC10 (10) | 10 |  |  |  | 3413.45
|  |  |  | LabF1-III (0.1-150rpm) |  |  |  | AMC12 (6) | 12 |  |  | 0.0002-65 per channel | 3709.36
[8 empty] | AMC12 (10) | 12 |  |  | 0.0002-48 per channel | 4012.26
|  |  |  | LabF3-III (1-350rpm) |  |  |  | EasypumpI (fixed pressure) | 1 |  | 13#, 14#, 19#, 16#, 25#, 17#, 18# | 0.053 ~ 1505 | 3303.94
[8 empty] | 2*EasypumpI | 2 |  | 13#, 14#, 19#, 16#, 25#, 17#, 18# | 0.053 ~ 1505 per head | 3816.54
[8 empty] | EasypumpII ( fixed pressure) | 1 |  | 15#, 24#, 35#, 36# | 1.8 ~ 1808 | 3303.94
[8 empty] | 2*EasypumpII | 2 |  | 15#, 24#, 35#, 36# | 1.8 ~ 1808 per head | 3816.54
[8 empty] | EasypumpIII ( adjustable pressure) | 1 |  | 13#, 14#, 19#, 16#, 25#, 17#, 18# | 0.053 ~ 1505 | 3303.94
[8 empty] | 2*EasypumpIII | 2 |  | 13#, 14#, 19#, 16#, 25#, 17#, 18# | 0.053 ~ 1505 per head | 3816.54
[8 empty] | EasypumpIV ( adjustable pressure) | 1 |  | 15#, 24#, 35#, 36# | 1.8 ~ 1808 | 3303.94
[8 empty] | 2*EasypumpIV | 2 |  | 15#, 24#, 35#, 36# | 1.8 ~ 1808 per head | 3816.54
[8 empty] | EasypumpV ( fixed pressure) | 2 |  | 13#, 14#, 19#, 16#, 25# | 0.053~ 688 per channel | 3303.94
[8 empty] | 2*EasypumpV | 4 |  | 13#, 14#, 19#, 16#, 25# | 0.053~ 688 per channel | 3816.54
[8 empty] | EasypumpVI ( adjustable pressure) | 2 |  | 13#, 14#, 19#, 16#, 25# | 0.053~ 688 per channel | 3303.94
[8 empty] | 2*EasypumpVI | 4 |  | 13#, 14#, 19#, 16#, 25# | 0.053~ 688 per channel | 3816.54
[8 empty] | 3*Easypump | - |  | 13#, 14#, 19#, 16#, 25#, 17#, 18#/ 15#, 24#, 35#, 36# | - | 4329.14
[8 empty] | 4*Easypump | - |  | 13#, 14#, 19#, 16#, 25#, 17#, 18#/ 15#, 24#, 35#, 36# | - | 4841.74
|  |  |  | LabF6-III (1-600rpm) |  |  |  | EasypumpI (fixed pressure) | 1 |  | 13#, 14#, 19#, 16#, 25#, 17#, 18# | 0.053 ~ 2580 | 3739.65
[8 empty] | 2*EasypumpI | 2 |  | 13#, 14#, 19#, 16#, 25#, 17#, 18# | 0.053 ~ 2580 per head | 4252.25
[8 empty] | EasypumpII ( fixed pressure) | 1 |  | 15#, 24#, 35#, 36# | 1.8 ~ 3100 | 3739.65
[8 empty] | 2*EasypumpII | 2 |  | 15#, 24#, 35#, 36# | 1.8 ~ 3100 per head | 4252.25
[8 empty] | EasypumpIII ( adjustable pressure) | 1 |  | 13#, 14#, 19#, 16#, 25#, 17#, 18# | 0.053 ~ 2580 | 3739.65
[8 empty] | 2*EasypumpIII | 2 |  | 13#, 14#, 19#, 16#, 25#, 17#, 18# | 0.053 ~ 2580 per head | 4252.25
[8 empty] | EasypumpIV ( adjustable pressure) | 1 |  | 15#, 24#, 35#, 36# | 1.8 ~ 3100 | 3739.65
[8 empty] | 2*EasypumpIV | 2 |  | 15#, 24#, 35#, 36# | 1.8 ~ 3100 per head | 4252.25
[8 empty] | EasypumpV ( fixed pressure) | 2 |  | 13#, 14#, 19#, 16#, 25# | 0.053 ~ 1180 per channel | 3739.65
[8 empty] | 2*EasypumpV | 4 |  | 13#, 14#, 19#, 16#, 25# | 0.053 ~ 1180 per channel | 4252.25
[8 empty] | EasypumpVI ( adjustable pressure) | 2 |  | 13#, 14#, 19#, 16#, 25# | 0.053 ~ 1180 per channel | 3739.65
[8 empty] | 2*EasypumpVI | 4 |  | 13#, 14#, 19#, 16#, 25# | 0.053 ~ 1180 per channel | 4252.25
[8 empty] | 3*Easypump | - |  | 13#, 14#, 19#, 16#, 25#, 17#, 18#/ 15#, 24#, 35#, 36# | - | 4764.85
[8 empty] | 4*Easypump | - |  | 13#, 14#, 19#, 16#, 25#, 17#, 18#/ 15#, 24#, 35#, 36# | - | 5277.45
|  |  |  | M6-3L (0.1-600rpm) |  |  |  | EasypumpI (fixed pressure) | 1 |  | 13#, 14#, 19#, 16#, 25#, 17#, 18# | 0.0053 ~ 2580 | 2504.75
[8 empty] | 2*EasypumpI | 2 |  | 13#, 14#, 19#, 16#, 25#, 17#, 18# | 0.0053 ~ 2580 per head | 3017.35
[8 empty] | EasypumpII ( fixed pressure) | 1 |  | 15#, 24#, 35#, 36# | 0.18 ~ 3100 | 2504.75
[8 empty] | 2*EasypumpII | 2 |  | 15#, 24#, 35#, 36# | 0.18 ~ 3100 per head | 3017.35
[8 empty] | EasypumpIII ( adjustable pressure) | 1 |  | 13#, 14#, 19#, 16#, 25#, 17#, 18# | 0.0053 ~ 2580 | 2504.75
[8 empty] | 2*EasypumpIII | 2 |  | 13#, 14#, 19#, 16#, 25#, 17#, 18# | 0.0053 ~ 2580 per head | 3017.35
[8 empty] | EasypumpIV ( adjustable pressure) | 1 |  | 15#, 24#, 35#, 36# | 0.18 ~ 3100 | 2504.75
[8 empty] | 2*EasypumpIV | 2 |  | 15#, 24#, 35#, 36# | 0.18 ~ 3100 per head | 3017.35
[8 empty] | EasypumpV ( fixed pressure) | 2 |  | 13#, 14#, 19#, 16#, 25# | 0.0053 ~ 1180 per channel | 2504.75
[8 empty] | 2*EasypumpV | 4 |  | 13#, 14#, 19#, 16#, 25# | 0.0053 ~ 1180 per channel | 3017.35
[8 empty] | EasypumpVI ( adjustable pressure) | 2 |  | 13#, 14#, 19#, 16#, 25# | 0.0053 ~ 1180 per channel | 2504.75
[8 empty] | 2*EasypumpVI | 4 |  | 13#, 14#, 19#, 16#, 25# | 0.0053 ~ 1180 per channel | 3017.35
[8 empty] | 3*Easypump | - |  | 13#, 14#, 19#, 16#, 25#, 17#, 18#/ 15#, 24#, 35#, 36# | - | 3529.95
|  |  |  | M6-6L (0.1-600rpm) |  |  |  | 4*Easypump | - |  | 13#, 14#, 19#, 16#, 25#, 17#, 18#/ 15#, 24#, 35#, 36# | 0.0053~3100 | 4732.23
|  |  |  | N6-3L (0.1-600rpm) |  |  |  | EasypumpI (fixed pressure) | 1 |  | 13#, 14#, 19#, 16#, 25#, 17#, 18# | 0.0053 ~ 2580 | 2875.22
[8 empty] | 2*EasypumpI | 2 |  | 13#, 14#, 19#, 16#, 25#, 17#, 18# | 0.0053 ~ 2580 per head | 3387.82
[8 empty] | EasypumpII ( fixed pressure) | 1 |  | 15#, 24#, 35#, 36# | 0.18 ~ 3100 | 2875.22
[8 empty] | 2*EasypumpII | 2 |  | 15#, 24#, 35#, 36# | 0.18 ~ 3100 per head | 3387.82
[8 empty] | EasypumpIII ( adjustable pressure) | 1 |  | 13#, 14#, 19#, 16#, 25#, 17#, 18# | 0.0053 ~ 2580 | 2875.22
[8 empty] | 2*EasypumpIII | 2 |  | 13#, 14#, 19#, 16#, 25#, 17#, 18# | 0.0053 ~ 2580 per head | 3387.82
[8 empty] | EasypumpIV ( adjustable pressure) | 1 |  | 15#, 24#, 35#, 36# | 0.18 ~ 3100 | 2875.22
[8 empty] | 2*EasypumpIV | 2 |  | 15#, 24#, 35#, 36# | 0.18 ~ 3100 per head | 3387.82
|  |  |  | N6-3L (0.1-600rpm) |  |  |  | EasypumpV ( fixed pressure) | 2 |  | 13#, 14#, 19#, 16#, 25# | 0.0053 ~ 1180 per channel | 2875.22
[8 empty] | 2*EasypumpV | 4 |  | 13#, 14#, 19#, 16#, 25# | 0.0053 ~ 1180 per channel | 3387.82
[8 empty] | EasypumpVI ( adjustable pressure) | 2 |  | 13#, 14#, 19#, 16#, 25# | 0.0053 ~ 1180 per channel | 2875.22
[8 empty] | 2*EasypumpVI | 4 |  | 13#, 14#, 19#, 16#, 25# | 0.0053 ~ 1180 per channel | 3387.82
[8 empty] | 3*Easypump | - |  | 13#, 14#, 19#, 16#, 25#, 17#, 18#/ 15#, 24#, 35#, 36# | - | 3900.42
|  |  |  | N6-6L (0.1-600rpm) |  |  |  | 4*Easypump | - |  | 13#, 14#, 19#, 16#, 25#, 17#, 18#/ 15#, 24#, 35#, 36# | 0.0053~3100 per channel | 5170.27
|  |  |  | V6-3L (0.1-600rpm) |  |  |  | EasypumpI (fixed pressure) | 1 |  | 13#, 14#, 19#, 16#, 25#, 17#, 18# | 0.0053 ~ 2580 | 3308.6
[8 empty] | 2*EasypumpI | 2 |  | 13#, 14#, 19#, 16#, 25#, 17#, 18# | 0.0053 ~ 2580 per head | 3821.2
[8 empty] | EasypumpII ( fixed pressure) | 1 |  | 15#, 24#, 35#, 36# | 0.18 ~ 3100 | 3308.6
[8 empty] | 2*EasypumpII | 2 |  | 15#, 24#, 35#, 36# | 0.18 ~ 3100 per head | 3821.2
[8 empty] | EasypumpIII ( adjustable pressure) | 1 |  | 13#, 14#, 19#, 16#, 25#, 17#, 18# | 0.0053 ~ 2580 | 3308.6
[8 empty] | 2*EasypumpIII | 2 |  | 13#, 14#, 19#, 16#, 25#, 17#, 18# | 0.0053 ~ 2580 per head | 3821.2
[8 empty] | EasypumpIV ( adjustable pressure) | 1 |  | 15#, 24#, 35#, 36# | 0.18 ~ 3100 | 3308.6
[8 empty] | 2*EasypumpIV | 2 |  | 15#, 24#, 35#, 36# | 0.18 ~ 3100 per head | 3821.2
[8 empty] | EasypumpV ( fixed pressure) | 2 |  | 13#, 14#, 19#, 16#, 25# | 0.0053 ~ 1180 per channel | 3308.6
[8 empty] | 2*EasypumpV | 4 |  | 13#, 14#, 19#, 16#, 25# | 0.0053 ~ 1180 per channel | 3821.2
[8 empty] | EasypumpVI ( adjustable pressure) | 2 |  | 13#, 14#, 19#, 16#, 25# | 0.0053 ~ 1180 per channel | 3308.6
[8 empty] | 2*EasypumpVI | 4 |  | 13#, 14#, 19#, 16#, 25# | 0.0053 ~ 1180 per channel | 3821.2
[8 empty] | 3*Easypump | - |  | 13#, 14#, 19#, 16#, 25#, 17#, 18#/ 15#, 24#, 35#, 36# | - | 4333.8
|  |  |  | V6-6L (0.1-600rpm) |  |  |  | 4*Easypump | - |  | 13#, 14#, 19#, 16#, 25#, 17#, 18#/ 15#, 24#, 35#, 36# | 0.0053~3100 per channel | 5897.23
|  |  |  | F6-3L (1-600rpm) |  |  |  | EasypumpI (fixed pressure) | 1 |  | 13#, 14#, 19#, 16#, 25#, 17#, 18# | 0.053 ~ 2580 | 3418.11
[8 empty] | 2*EasypumpI | 2 |  | 13#, 14#, 19#, 16#, 25#, 17#, 18# | 0.053 ~ 2580 per head | 3930.71
[8 empty] | EasypumpII ( fixed pressure) | 1 |  | 15#, 24#, 35#, 36# | 1.8 ~ 3100 | 3418.11
[8 empty] | 2*EasypumpII | 2 |  | 15#, 24#, 35#, 36# | 1.8 ~ 3100 per head | 3930.71
[8 empty] | EasypumpIII ( adjustable pressure) | 1 |  | 13#, 14#, 19#, 16#, 25#, 17#, 18# | 0.053 ~ 2580 | 3418.11
[8 empty] | 2*EasypumpIII | 2 |  | 13#, 14#, 19#, 16#, 25#, 17#, 18# | 0.053 ~ 2580 per head | 3930.71
[8 empty] | EasypumpIV ( adjustable pressure) | 1 |  | 15#, 24#, 35#, 36# | 1.8 ~ 3100 | 3418.11
[8 empty] | 2*EasypumpIV | 2 |  | 15#, 24#, 35#, 36# | 1.8 ~ 3100 per head | 3930.71
|  |  |  | F6-3L (1-600rpm) |  |  |  | EasypumpV ( fixed pressure) | 2 |  | 13#, 14#, 19#, 16#, 25# | 0.053 ~ 1180 per channel | 3418.11
[8 empty] | 2*EasypumpV | 4 |  | 13#, 14#, 19#, 16#, 25# | 0.053 ~ 1180 per channel | 3930.71
[8 empty] | EasypumpVI ( adjustable pressure) | 2 |  | 13#, 14#, 19#, 16#, 25# | 0.053 ~ 1180 per channel | 3418.11
[8 empty] | 2*EasypumpVI | 4 |  | 13#, 14#, 19#, 16#, 25# | 0.053 ~ 1180 per channel | 3930.71
[8 empty] | 3*Easypump | - |  | 13#, 14#, 19#, 16#, 25#, 17#, 18#/ 15#, 24#, 35#, 36# | - | 4443.31
|  |  |  | F6-6L (0.1-600rpm) |  |  |  | 4*Easypump | - |  | 13#, 14#, 19#, 16#, 25#, 17#, 18#/ 15#, 24#, 35#, 36# | 0.0053~3100 per channel | 5981.11
|  |  |  | V1 (0.1-150rpm) |  |  |  | AMC1 (6) | 1 |  | 1*1, 2*1, 2.4*0.8, 3*1 ( Inner diameter: 0.13-3mm; Wall thickness: 0.8-1mm) | 0.0002-65 per channel | 2097
[8 empty] | AMC2 (6) | 2 |  |  |  | 2157.58
[8 empty] | AMC3 (6) | 3 |  |  |  | 2218.16
[8 empty] | AMC4 (6) | 4 |  |  |  | 2281.07
[8 empty] | AMC5 (6) | 5 |  |  |  | 2341.65
[8 empty] | AMC6 (6) | 6 |  |  |  | 2402.23
[8 empty] | AMC8 (6) | 8 |  |  |  | 2525.72
[8 empty] | AMC10 (6) | 10 |  |  |  | 2646.88
[8 empty] | AMC12 (6) | 12 |  |  |  | 2770.37
[8 empty] | AMC1 (10) | 1 |  |  | 0.0002-48 per channel | 2129.62
[8 empty] | AMC2 (10) | 2 |  |  |  | 2215.83
[8 empty] | AMC3 (10) | 3 |  |  |  | 2304.37
[8 empty] | AMC4 (10) | 4 |  |  |  | 2392.91
[8 empty] | AMC5 (10) | 5 |  |  |  | 2481.45
[8 empty] | AMC6 (10) | 6 |  |  |  | 2569.99
[8 empty] | AMC8 (10) | 8 |  |  |  | 2744.74
[8 empty] | AMC10 (10) | 10 |  |  |  | 2921.82
[8 empty] | AMC12 (10) | 12 |  |  |  | 3096.57
|  |  |  | F1 (0.1-150rpm) |  |  |  | AMC1 (6) | 1 |  | 1*1, 2*1, 2.4*0.8, 3*1 ( Inner diameter: 0.13-3mm; Wall thickness: 0.8-1mm) | 0.0002-65 per channel | 2211.17
[8 empty] | AMC2 (6) | 2 |  |  |  | 2271.75
[8 empty] | AMC3 (6) | 3 |  |  |  | 2334.66
[8 empty] | AMC4 (6) | 4 |  |  |  | 2395.24
[8 empty] | AMC5 (6) | 5 |  |  |  | 2455.82
[8 empty] | AMC6 (6) | 6 |  |  |  | 2516.4
[8 empty] | AMC8 (6) | 8 |  |  |  | 2639.89
[8 empty] | AMC10 (6) | 10 |  |  |  | 2761.05
[8 empty] | AMC12 (6) | 12 |  |  |  | 2884.54
[8 empty] | AMC1 (10) | 1 |  |  | 0.0002-48 per channel | 2241.46
[8 empty] | AMC2 (10) | 2 |  |  |  | 2330
[8 empty] | AMC3 (10) | 3 |  |  |  | 2416.21
[8 empty] | AMC4 (10) | 4 |  |  |  | 2504.75
[8 empty] | AMC5 (10) | 5 |  |  |  | 2593.29
[8 empty] | AMC6 (10) | 6 |  |  |  | 2681.83
[8 empty] | AMC8 (10) | 8 |  |  |  | 2856.58
[8 empty] | AMC10 (10) | 10 |  |  |  | 3033.66
[8 empty] | AMC12 (10) | 12 |  |  |  | 3210.74
|  |  |  | BT100M (1-150rpm) |  |  |  | AMC1 (6) | 1 |  | 1*1, 2*1, 2.4*0.8, 3*1 ( Inner diameter: 0.13-3mm; Wall thickness: 0.8-1mm) | 0.002-65 per channel | 1237.23
[8 empty] | AMC2 (6) | 2 |  |  |  | 1300.14
[8 empty] | AMC3 (6) | 3 |  |  |  | 1360.72
[8 empty] | AMC4 (6) | 4 |  |  |  | 1421.3
[8 empty] | AMC5 (6) | 5 |  |  |  | 1481.88
[8 empty] | AMC6 (6) | 6 |  |  |  | 1544.79
[8 empty] | AMC8 (6) | 8 |  |  |  | 1665.95
[8 empty] | AMC10 (6) | 10 |  |  |  | 1789.44
[8 empty] | AMC12 (6) | 12 |  |  |  | 1910.6
[8 empty] | AMC1 (10) | 1 |  |  | 0.002-48 per channel | 1269.85
[8 empty] | AMC2 (10) | 2 |  |  |  | 1358.39
[8 empty] | AMC3 (10) | 3 |  |  |  | 1446.93
[8 empty] | AMC4 (10) | 4 |  |  |  | 1533.14
[8 empty] | AMC5 (10) | 5 |  |  |  | 1621.68
[8 empty] | AMC6 (10) | 6 |  |  |  | 1710.22
[8 empty] | AMC8 (10) | 8 |  |  |  | 1887.3
[8 empty] | AMC10 (10) | 10 |  |  |  | 2062.05
[8 empty] | AMC12 (10) | 12 |  |  |  | 2239.13
|  |  |  | BT100N (0.1-150rpm) |  |  |  | AMC1 (6) | 1 |  | 1*1, 2*1, 2.4*0.8, 3*1 ( Inner diameter: 0.13-3mm; Wall thickness: 0.8-1mm) | 0.0002-65 per channel | 1479.55
[8 empty] | AMC2 (6) | 2 |  |  |  | 1542.46
[8 empty] | AMC3 (6) | 3 |  |  |  | 1603.04
[8 empty] | AMC4 (6) | 4 |  |  |  | 1663.62
[8 empty] | AMC5 (6) | 5 |  |  |  | 1724.2
[8 empty] | AMC6 (6) | 6 |  |  |  | 1787.11
[8 empty] | AMC8 (6) | 8 |  |  |  | 1908.27
[8 empty] | AMC10 (6) | 10 |  |  |  | 2031.76
[8 empty] | AMC12 (6) | 12 |  |  |  | 2152.92
[8 empty] | AMC1 (10) | 1 |  |  | 0.0002-48 per channel | 1512.17
[8 empty] | AMC2 (10) | 2 |  |  |  | 1600.71
[8 empty] | AMC3 (10) | 3 |  |  |  | 1689.25
[8 empty] | AMC4 (10) | 4 |  |  |  | 1775.46
[8 empty] | AMC5 (10) | 5 |  |  |  | 1864
[8 empty] | AMC6 (10) | 6 |  |  |  | 1952.54
[8 empty] | AMC8 (10) | 8 |  |  |  | 2129.62
[8 empty] | AMC10 (10) | 10 |  |  |  | 2304.37
[8 empty] | AMC12 (10) | 12 |  |  |  | 2481.45
|  |  |  | LabK (0.1-150rpm) |  |  |  | Micropump | 1 |  | PharMed 1×1, 2×1,3×1,4×1 | 0.004-63.96 | 647.74
[9 empty] | 1 |  | PharMed 2×1,3×1
|  |  |  | LabS3 (0.1-300rpm) |  |  |  | MiniPump 01 (13#/14#) | 1 |  | 13#, 14# | 0.0024-190 | 822.49
[8 empty] | MiniPump 01 (19#/16#/25#) |  |  | 19#,16#, 25# |  | 838.8
[8 empty] | MiniPump 02 | 2 |  | 1×1, 2×1, 2.5×1, 3×1 | 0.005-108.39 | 869.09
|  |  |  | LabS3 (0.1-350rpm) |  |  |  | UD15 | 1 |  | 16#, 25#, 17# | 0.08-930 | 913.36
|  |  |  | LabT (0.1-300rpm, silent type) |  |  |  | MiniPump 01 (13#/14#) | 1 |  | 13#, 14# | 0.0024-190 | 1265.19
[8 empty] | MiniPump 01 (19#/16#/25#) |  |  | 19#,16#, 25# |  | 1281.5
[8 empty] | MiniPump 02 | 2 |  | 1×1, 2×1, 2.5×1, 3×1 | 0.005-108.39 | 1311.79
|  |  |  | LabT (0.1-350rpm, silent type) |  |  |  | UD15 | 1 |  | 16#, 25#, 17# | 0.08-930 | 1325.77
[8 empty] | KT15 | 1 |  | 13#, 14#, 19#, 16#, 25# | 0.0033~326.55 | 1388.68
|  |  |  | SP-MiniPump (0.1-300rpm) |  |  |  | MiniPump 01 (13#/14#) | 1 |  | 13#, 14# | 0.024~190 | 843.46
[8 empty] | MiniPump 01 (19#/16#/25#) |  |  | 19#,16#, 25# |  | 862.1
[8 empty] | MiniPump 02 | 2 |  | 1×1, 2×1, 2.5×1, 3×1 | 0.005-108.39 | 890.06
|  |  |  | EM-UD15 (0.1-350rpm) |  |  |  | UD15 | 1 |  | 16#,25#,17# | 0.08-930 | 808.51
|  |  |  | SK-Handypump (0.1-300rpm) |  |  |  | Handypump01 | 1 |  | 13#, 14#, 19#, 16#, 25# | 0.0033-365.69 | 1090.44
[8 empty] | Handypump02 | 2 |  | 13#, 14#, 19#, 16# | 0.0033-190.76
|  |  |  | ST-Handypump (0.1-300rpm, silent type) |  |  |  | Handypump | 1 |  | 13#, 14#, 19#, 16#, 25#/ 13#, 14#, 19#, 16# | 0.0033-365.69 | 1335.09
|  |  |  | LabQ (0.1-350rpm) |  |  |  | KT15 | 1 |  | 13#, 14#, 19#, 16#, 25# | 0.0033~326.55 | 1579.74
|  |  |  | Lab2015 (0.1-100rpm) |  |  |  | YZ1515x | 1 |  | 13#, 14#, 19#, 16#, 25#, 17#, 18# | 0.07～380 | 1640.32
[8 empty] | MC1(10 roller) | 1 |  | 1*1,2*1,2.4*0.8,3*1 | 0.000067-32 | 1668.28
[8 empty] | MC2(10 roller) | 2 |  |  |  | 1754.49
[8 empty] | MC3(10 roller) | 3 |  |  |  | 1843.03
[8 empty] | MC4(10 roller) | 4 |  |  |  | 1929.24
[8 empty] | MC5(10 roller) | 5 |  |  |  | 2015.45
[8 empty] | MC6(10 roller) | 6 |  |  |  | 2101.66
[8 empty] | MC8(10 roller) | 8 |  |  |  | 2187.87
|  |  |  | LabM1 (0.5-150rpm) MC(10rollers)Add one channel need to add $34.00; MC(6rollers) Add one channel need to add $23.00 |  |  |  | YZ1515x | 1 |  | 13#,14#,19#,16#,25#, 17#, 18# | 0.035～570 | 1547.12
[8 empty] | YZ2515x | 1 |  | 15#,24# | 0.85～435 | 1547.12
[8 empty] | MC1(10 rollers) | 1 |  | 1×1, 2×1, 2.4×0.8, 3×1 | 0.023~48.6 per channel | 1460.91
[8 empty] | MC2(10rollers) | 2 |  |  |  | 1516.83
[8 empty] | MC1(6rollers) | 1 |  |  | 0.265~64.95 per channel | 1432.95
[8 empty] | MC2(6rollers) | 2 |  |  |  | 1488.87
|  |  |  | LabM1-II (0.5-150rpm) |  |  |  | 2*YZ1515x | 2 |  | 13#,14#,19#,16#,25#, 17#, 18# | 0.035～570 per channel | 2003.8
[8 empty] | 3*YZ1515x | 3 |  |  |  | 2462.81
[8 empty] | 4*YZ1515x | 4 |  |  |  | 2921.82
[8 empty] | 2*YZ2515x | 2 |  | 15#,24# | 0.85~435 per channel | 2003.8
|  |  |  | LabM3 (0.5-350rpm) |  |  |  | YZ1515x | 1 |  | 13#,14#,19#,16#,25#, 17#, 18# | 0.035～1330 | 2003.8
[8 empty] | YZ2515x | 1 |  | 15#,24# | 0.85～1015 | 2003.8
|  |  |  | LabM3-II (0.5-350rpm) |  |  |  | 2*YZ1515x | 2 |  | 13#,14#,19#,16#,25#, 17#, 18# | 0.035～1330 per channel | 2462.81
[8 empty] | 2*YZ2515x | 2 |  | 15#,24# | 0.85～1015 per channel | 2462.81
|  |  |  | LabM6 (0.5-600rpm) |  |  |  | YZ1515x | 1 |  | 13#,14#,19#,16#,25#, 17#, 18# | 0.035～2280 per channel | 2462.81
[8 empty] | 2*YZ1515x | 2 |  |  |  | 2921.82
[8 empty] | YZ2515x | 1 |  | 15#,24# | 0.85～1740 per channel | 2462.81
|  |  |  | LabM6-III (0.5-600rpm) |  |  |  | 3*YZ1515x | 3 |  | 13#,14#,19#,16#,25#, 17#, 18# | 0.035～2280 per channel | 3788.58
[8 empty] | 4*YZ1515x | 4 |  |  |  | 4247.59
[8 empty] | 2*YZ2515x | 2 |  | 15#,24# | 0.85～1740 per channel | 3331.9
|  |  |  | LabM6-IV (0.5-600rpm) |  |  |  | UC25 | 1 |  | 15#, 24#, 35#, 36# | 1.7115-6663 | 2903.18
|  |  |  | LabN1 (0.1-150rpm) MC(10rollers)Add one channel need to add $34.00; MC(6rollers) Add one channel need to add $23.00 |  |  |  | YZ1515x | 1 |  | 13#,14#,19#,16#,25#, 17#, 18# | 0.007-570 | 1817.4
[8 empty] | YZ2515x | 1 |  | 15#,24# | 0.17-435 | 1817.4
[8 empty] | MC1(10roller) | 1 |  | 1×1, 2×1, 2.4×0.8, 3×1 | 0.0046-48.6 per channel | 1845.36
[8 empty] | MC2(10roller) | 2 |  |  |  | 1898.95
[8 empty] | MC1(6roller) | 1 |  |  | 0.053-64.95 per channel | 1817.4
[8 empty] | MC2(6roller) | 2 |  |  |  | 1870.99
|  |  |  | LabN1-II (0.1-150rpm) |  |  |  | 2*YZ1515x | 2 |  | 13#,14#,19#,16#,25#, 17#, 18# | 0.007-570 per channel | 2257.77
[8 empty] | 3*YZ1515x | 3 |  |  |  | 2698.14
[8 empty] | 4*YZ1515x | 4 |  |  |  | 3138.51
[8 empty] | 2*YZ2515x | 2 |  | 15#,24# | 0.17-435 per channel | 2257.77
|  |  |  | LabN3 (0.1-350rpm) |  |  |  | YZ1515x | 1 |  | 13#,14#,19#,16#,25#, 17#, 18# | 0.007-1330 | 2257.77
[8 empty] | YZ2515x | 1 |  | 15#,24# | 0.17-1015 | 2257.77
|  |  |  | LabN3-II (0.1-350rpm) |  |  |  | 2*YZ1515x | 2 |  | 13#,14#,19#,16#,25#, 17#, 18# | 0.007-1330 per channel | 2698.14
[8 empty] | 2*YZ2515x | 2 |  | 15#,24# | 0.17-1015 per channel | 2698.14
|  |  |  | LabN6 (0.1-600rpm) |  |  |  | YZ1515x | 1 |  | 13#,14#,19#,16#,25#, 17#, 18# | 0.007-2280 per channel | 2698.14
[8 empty] | 2*YZ1515x | 2 |  |  |  | 3138.51
[8 empty] | YZ2515x | 1 |  | 15#,24# | 0.17-1740 per channel | 2698.14
|  |  |  | LabN6-III (0.1-600rpm) |  |  |  | 3*YZ1515x | 3 |  | 13#,14#,19#,16#,25#, 17#, 18# | 0.007-2280 per channel | 4023.91
[8 empty] | 4*YZ1515x | 4 |  |  |  | 4482.92
[8 empty] | 2*YZ2515x | 2 |  | 15#,24# | 0.17-1740 per channel | 3567.23
|  |  |  | LabN6-IV (0.1-600rpm) |  |  |  | UC25 | 1 |  | 15#, 24#, 35#, 36# | 0.3423-6663 | 3138.51
|  |  |  | LabV1 (0.1-150rpm) MC(10rollers)Add one channel need to add $34.00; MC(6rollers) Add one channel need to add $23.00 |  |  |  | YZ1515x | 1 |  | 13#,14#,19#,16#,25#, 17#, 18# | 0.007-570 | 2404.56
[8 empty] | YZ2515x | 1 |  | 15#,24# | 0.17-435 | 2404.56
[8 empty] | MC1(10roller) | 1 |  | 0.5×0.8,1×1,2×1,2.4× 0.8,3×1 | 0.0046-48.6 per channel | 2432.52
[8 empty] | MC2(10roller) | 2 |  |  |  | 2493.1
[8 empty] | MC1(6roller) | 1 |  |  | 0.053-64.95 per channel | 2404.56
[8 empty] | MC2(6roller) | 2 |  |  |  | 2467.47
|  |  |  | LabV1-II (0.1-150rpm) |  |  |  | 2*YZ1515x | 2 |  | 13#,14#,19#,16#,25#, 17#,18# | 0.007-570 per channel | 2863.57
[8 empty] | 3*YZ1515x | 3 |  |  |  | 3320.25
[8 empty] | 4*YZ1515x | 4 |  |  |  | 3779.26
[8 empty] | 2*YZ2515X | 2 |  | 15#,24# | 0.17-435 per channel | 2863.57
|  |  |  | LabV3 (0.1-350rpm) |  |  |  | YZ1515x | 1 |  | 13#,14#,19#,16#,25#, 17#, 18# | 0.007-1330 | 2863.57
[8 empty] | YZ2515x | 1 |  | 15#,24# | 0.17-1015 | 2863.57
|  |  |  | LabV3-II (0.1-350rpm) |  |  |  | 2*YZ1515x | 2 |  | 13#,14#,19#,16#,25#, 17#, 18# | 0.007-1330 per channel | 3320.25
[8 empty] | 2*YZ2515x | 1 |  | 15#,24# | 0.17-1015 per channel | 3320.25
|  |  |  | LabV6 (0.1-600rpm) |  |  |  | YZ1515x | 1 |  | 13#,14#,19#,16#,25#, 17#, 18# | 0.007-2280 per channel | 3320.25
[8 empty] | 2*YZ1515x | 2 |  |  |  | 3779.26
[8 empty] | YZ2515x | 1 |  | 15#,24# | 0.17-1740 per channel | 3320.25
|  |  |  | LabV6-III (0.1-600rpm) |  |  |  | 3*YZ1515x | 3 |  | 13#,14#,19#,16#,25#, 17#, 18# | 0.007-2280 per channel | 4646.02
[8 empty] | 4*YZ1515x | 4 |  |  |  | 5102.7
[8 empty] | 2*YZ2515x | 2 |  | 15#,24# | 0.17-1740 per channel | 4189.34
|  |  |  | LabV6-IV (0.1-600rpm) |  |  |  | UC25 | 1 |  | 15#24#35#36# | 0.3423-6663 | 3760.62
|  |  |  | LabF1 (1-150rpm) MC(10rollers)Add one channel need to add $34.00; MC(6rollers) Add one channel need to add $23.00 |  |  |  | YZ1515x/YZ2515x | 1 |  | 13#,14#,19#,16#,25#, 17#, 18#/15#, 24# | 0.07-570/ 1.7-435 | 2518.73
[8 empty] | MC1(10roller) | 1 |  | 1×1,2×1,2.4×0.8 | 0.046-48.6 per channel | 2546.69
[8 empty] | MC2(10roller) | 2 |  |  |  | 2602.61
[8 empty] | MC1(6roller) | 1 |  |  | 0.53-64.95 per channel | 2518.73
[8 empty] | MC2(6roller) | 2 |  |  |  | 2574.65
|  |  |  | LabF1-II (1-150rpm) |  |  |  | 2*YZ1515x | 2 |  | 13#,14#,19#,16#,25#, 17#, 18# | 0.07-570 per channel | 2977.74
[8 empty] | 2*YZ2515x | 2 |  | 15#,24# | 1.7-435 per channel | 2977.74
|  |  |  | LabF3 (1-350rpm) |  |  |  | YZ1515x | 1 |  | 13#,14#,19#,16#,25#, 17#, 18# | 0.007-1330 | 2977.74
[8 empty] | YZ2515x | 1 |  | 15#,24# | 0.17-1015 | 2977.74
|  |  |  | LabF3-II (1-350rpm) |  |  |  | 2*YZ1515x | 2 |  | 13#,14#,19#,16#,25#, 17#, 18# | 0.007-1330 per channel | 3434.42
[8 empty] | 2*YZ2515x | 2 |  | 15#,24# | 0.17-1015 per channel | 3434.42
|  |  |  | LabF6 (1-600rpm) |  |  |  | YZ1515x/YZ2515x | 1 |  | 13#,14#,19#,16#,25#, 17#, 18#/15#, 24# | 0.007-2280 per channel / 0.17- 1740 per channel | 3434.42
[8 empty] | 2*YZ1515x | 2 |  |  |  | 3893.43
|  |  |  | LabF6-III (1-600rpm) |  |  |  | 3*YZ1515x | 3 |  | 13#,14#,19#,16#,25#, 17#, 18# | 0.007-2280 per channel | 4760.19
[8 empty] | 4*YZ1515x | 4 |  |  |  | 5219.2
[8 empty] | 2*YZ2515x | 2 |  | 15#,24# | 0.17-1740 per channel | 4303.51
|  |  |  | LabF6-IV (1-600 rpm) |  |  |  | UC25 | 1 |  | 15#, 24#, 35#,36# | 3.423-6663 | 3874.79
|  |  |  | V1 ( 0.1-150rpm) MC(10rollers)Add one channel need to add $34.00; MC(6rollers) Add one channel need to add $23.00 |  |  |  | YZ1515x | 1 |  | 13#,14#,19#,16#,25#, 17#, 18# | 0.007-570 | 2022.44
[8 empty] | YZ2515x | 1 |  | 15#,24# | 0.17-435 | 2022.44
[8 empty] | MC1(10roller) | 1 |  | 1×1, 2×1, 2.4×0.8, 3×1 | 0.0046-48.6 per channel | 2055.06
[8 empty] | MC2(10roller) | 2 |  |  |  | 2110.98
[8 empty] | MC1(6roller) | 1 |  |  | 0.053-64.95 per channel | 2022.44
[8 empty] | MC2(6roller) | 2 |  |  |  | 2085.35
|  |  |  | V1-II ( 0.1-150rpm) |  |  |  | 2*YZ1515x | 2 |  | 13#,14#,19#,16#,25#, 17#, 18# | 0.007-570 per channel | 2481.45
[8 empty] | 3*YZ1515x | 3 |  |  |  | 2928.81
[8 empty] | 4*YZ1515x | 4 |  |  |  | 3378.5
[8 empty] | 2*YZ2515x | 2 |  | 15#,24# | 0.17-435 per channel | 2481.45
|  |  |  | V3 ( 0.1-350rpm) |  |  |  | YZ1515x | 1 |  | 13#,14#,19#,16#,25#, 17#, 18# | 0.007-1330 | 2481.45
[8 empty] | YZ2515x | 1 |  | 15#,24# | 0.17-1015 | 2481.45
|  |  |  | V3-II ( 0.1-350rpm) |  |  |  | 2*YZ1515x | 2 |  | 13#,14#,19#,16#,25#, 17#, 18# | 0.007-1330 per channel | 2928.81
[8 empty] | 2*YZ2515x | 2 |  | 15#,24# | 0.17-1015 per channel | 2928.81
|  |  |  | V6 ( 0.1-600rpm) |  |  |  | YZ1515x | 1 |  | 13#,14#,19#,16#,25#, 17#, 18# | 0.007-2280 per channel | 2928.81
[8 empty] | 2*YZ1515x | 2 |  |  |  | 3385.49
[8 empty] | YZ2515x | 1 |  | 15#,24# | 0.17-1740 per channel | 2928.81
|  |  |  | F1 (1-150rpm) |  |  |  | YZ1515x | 1 |  | 13#,14#,19#,16#,25#, 17#, 18# | 0.07-570 | 2136.61
[8 empty] | YZ2515x | 1 |  | 15#,24# | 1.7-435 | 2136.61
[8 empty] | MC1(10roller) | 1 |  | 1×1, 2×1, 2.4×0.8, 3×1 | 0.046-48.6 per channel | 2166.9
[8 empty] | MC2(10roller) | 2 |  |  |  | 2222.82
[8 empty] | MC1(6roller) | 1 |  |  | 0.53-64.95 per channel | 2136.61
[8 empty] | MC2(6roller) | 2 |  |  |  | 2194.86
|  |  |  | F1-II (1-150rpm) |  |  |  | 2*YZ1515x | 2 |  | 13#,14#,19#,16#,25#, 17#,18# | 0.07-570 per channel | 2590.96
[8 empty] | 2*YZ2515X | 2 |  | 15#, 24# | 1.7-435 per channel | 2590.96
|  |  |  | F3 (1-350rpm) |  |  |  | YZ1515x | 1 |  | 13#,14#,19#,16#,25#, 17#, 18# | 0.07-1330 | 2590.96
[8 empty] | YZ2515x | 1 |  | 15#,24# | 1.7-1015 | 2590.96
|  |  |  | F3-II (1-350rpm) |  |  |  | 2*YZ1515x | 2 |  | 13#,14#,19#,16#,25#, 17#,18# | 0.07-1330 per channel | 3040.65
[8 empty] | 2*YZ2515x | 2 |  | 15#,24# | 1.7-1015 per channel | 3040.65
|  |  |  | F6 (1-600rpm) |  |  |  | YZ1515x | 1 |  | 13#,14#,19#,16#,25#, 17#, 18# | 0.07-2280 per channel | 3040.65
[8 empty] | 2*YZ1515x | 2 |  |  |  | 3499.66
[8 empty] | YZ2515x | 1 |  | 15#,24# | 1.7-1740 per channel | 3040.65
|  |  |  | BT100N (0.5-150rpm) MC(10rollers)Add one channel need to add $34.00; MC(6rollers) Add one channel need to add $23.00 |  |  |  | YZ1515x | 1 |  | 13#,14#,19#,16#,25#, 17#, 18# | 0.035-570 per channel | 1407.32
[8 empty] | 2*YZ1515x | 2 |  |  |  | 1898.95
[8 empty] | 3*YZ1515x | 3 |  |  |  | 2385.92
[8 empty] | 4*YZ1515x | 4 |  |  |  | 2877.55
[8 empty] | YZ2515x | 1 |  | 15#,24# | 0.085-435 per channel | 1407.32
[8 empty] | 2*YZ2515x | 2 |  |  |  | 1898.95
[8 empty] | MC1(10roller) | 1 |  | 1×1, 2×1, 2.4×0.8, 3×1 | 0.023~48.6 per channel | 1437.61
[8 empty] | MC2(10roller) | 2 |  |  |  | 1498.19
[8 empty] | MC1(6roller) | 1 |  |  | 0.265~64.95 per channel | 1407.32
[8 empty] | MC2(6roller) | 2 |  |  |  | 1467.9
|  |  |  | BT300N (0.5-350rpm) |  |  |  | YZ1515x | 1 |  | 13#,14#,19#,16#,25#, 17#, 18# | 0.035-1330 | 1898.95
[8 empty] | 2*YZ1515x | 2 |  |  |  | 2385.92
[8 empty] | YZ2515x | 1 |  | 15#,24# | 0.085-1015 | 1898.95
[8 empty] | 2*YZ2515x | 2 |  |  |  | 2385.92
|  |  |  | BT600N (0.5-600rpm) |  |  |  | YZ1515x | 1 |  | 13#,14#,19#,16#,25#, 17#, 18# | 0.035-2280 | 2385.92
[8 empty] | 2*YZ1515x | 2 |  |  |  | 2877.55
[8 empty] | YZ2515x | 1 |  | 15#,24# | 0.035-1740 | 2385.92
|  |  |  | BT100M (1-150rpm) MC(10rollers)Add one channel need to add $34.00; MC(6rollers) Add one channel need to add $23.00 |  |  |  | YZ1515x | 1 |  | 13#,14#,19#,16#,25#, 17#, 18# | 0.07～570 | 1283.83
[8 empty] | 2*YZ1515x | 2 |  |  |  | 1775.46
[8 empty] | 3*YZ1515x | 3 |  |  |  | 2264.76
[8 empty] | 4*YZ1515x | 4 |  |  |  | 2756.39
[8 empty] | YZ2515x | 1 |  | 15#,24# | 0.17～435 | 1283.83
[8 empty] | 2*YZ2515x | 2 |  |  |  | 1775.46
[8 empty] | MC1(10 roller) | 1 |  | 0.5×0.8,1×1, 2×1,2.4×0.8, 3×1 | 0.046-48.6 | 1195.29
[8 empty] | MC2(10 roller) | 2 |  |  |  | 1255.87
[8 empty] | MC1(6 roller) | 1 |  |  | 0.53-64.95 | 1165
[8 empty] | MC2(6 roller) | 2 |  |  |  | 1223.25
|  |  |  | BT300M (1-350rpm) |  |  |  | YZ1515x | 1 |  | 13#,14#,19#,16#,25#, 17#, 18# | 0.07～1330 | 1775.46
[8 empty] | 2*YZ1515x | 2 |  |  |  | 2264.76
[8 empty] | YZ2515x | 1 |  | 15#,24# | 0.17～1015 | 1775.46
[8 empty] | 2*YZ2515x | 2 |  |  |  | 2264.76
|  |  |  | BT600M (1-600rpm) |  |  |  | YZ1515x | 1 |  | 13#,14#,19#,16#,25#, 17#, 18# | 0.07～2280 | 2264.76
[8 empty] | 2*YZ1515x | 2 |  |  |  | 2756.39
[8 empty] | YZ2515x | 1 |  | 15#,24# | 0.17～1740 | 2264.76
|  |  |  | BT100FJ (1-150rpm) |  |  |  | YZ1515x | 1 |  | 13#,14#,19#,16#,25#, 17#, 18# | 0.07～570 | 1407.32
[8 empty] | 2*YZ1515x | 2 |  |  |  | 1857.01
[8 empty] | 3*YZ1515x | 3 |  |  |  | 2306.7
[8 empty] | 4*YZ1515x | 4 |  |  |  | 2758.72
[8 empty] | YZ2515x | 1 |  | 15#,24# | 0.17～435 | 1407.32
[8 empty] | 2*YZ2515x | 2 |  |  |  | 1857.01
[8 empty] | MC1(10 roller) | 1 |  | 0.5×0.8,1×1,2×1,2.4× 0.8, 3×1 | 0.046-48.6 | 1323.44
[8 empty] | MC2(10 roller) | 2 |  |  |  | 1379.36
[8 empty] | MC1(6 roller) | 1 |  |  | 0.53-64.95 | 1295.48
[8 empty] | MC2(6 roller) | 2 |  |  |  | 1323.44
|  |  |  | BT300FJ (1-350rpm) |  |  |  | YZ1515x | 1 |  | 13#,14#,19#,16#,25#, 17#, 18# | 0.07～1330 | 1857.01
[8 empty] | 2*YZ1515x | 2 |  |  |  | 2306.7
[8 empty] | YZ2515x | 1 |  | 15#,24# | 0.17～1015 | 1857.01
[8 empty] | 2*YZ2515x | 2 |  |  |  | 2306.7
|  |  |  | BT600FJ (1-600rpm) |  |  |  | YZ1515x | 1 |  | 13#,14#,19#,16#,25#, 17#, 18# | 0.07～2280 | 2306.7
[8 empty] | 2*YZ1515x | 2 |  |  |  | 2761.05
[8 empty] | YZ2515x | 1 |  | 15#,24# | 0.17～1740 | 2306.7
[8 empty] | 2*YZ2515x | 2 |  |  |  | 2761.05
|  |  |  | N6-3L |  |  |  | DZ25-3L | 1 |  | 15#,24#,35#,36# | 0.2-3600 | 2921.82
[8 empty] | 2*DZ25-3L | 2 |  | 15#,24#,35#,36# | 0.2-3600 | 3378.5
[8 empty] | 4*YZ1515x | 4 |  | 13#,14#,19#,16#,25#, 17#, 18# | 0.07-2280 | 4294.19
[8 empty] | 5*YZ1515x (silicone tube) | 5 |  | 13#,14#,19#,16#,25#, 17#, 18# | 0.07-2280 | 4951.25
[8 empty] | 2*YZ2515x | 2 |  | 15#, 24# | 0.17～1740 | 3308.6
|  |  |  | N6-6L |  |  |  | DZ25-6L (Aluminum Alloy) | 1 |  | 15#,24#,35#,36# | 0.3-6000 | 3378.5
[8 empty] | DZ25-6L(PPS) | 1 |  | 15#,24#,35#,36# | 0.3-6000 | 3091.91
[8 empty] | 5*YZ1515x (Pharmed /Tygon tube) | 5 |  | 13#,14#,19#,16#,25#, 17#, 18# | 0.07-2280 | 4841.74
[8 empty] | 6*YZ1515x | 6 |  | 13#,14#,19#,16#,25#, 17#, 18# | 0.07-2280 | 5254.15
|  |  |  | N6-12L |  |  |  | 2*DZ25-6L (PPS) | 2 |  | 15#,24#,35#,36# | 0.3-6000 | 5077.07
[8 empty] | 2*DZ25-6L (Aluminum Alloy) | 2 |  | 15#,24#,35#,36# | 0.3-6000 | 5615.3
[8 empty] | YZ35 (PPS) | 1 |  | 26#,73#,82# | 1.2-12000 | 4806.79
[8 empty] | 2*YZ35 (PPS) | 2 |  | 26#,73#,82# | 1.2-12000 | 5908.88
[8 empty] | YZ35 (Aluminum Alloy) | 1 |  | 26#,73#,82# | 1.2-12000 | 5379.97
[8 empty] | 2*YZ35 (Aluminum Alloy) | 2 |  | 26#,73#,82# | 1.2-12000 | 7031.94
|  |  |  | M6-3L |  |  |  | DZ25-3L | 1 |  | 15#,24#,35#,36# | 0.2-3600 | 2532.71
[8 empty] | 2*DZ25-3L | 2 |  | 15#,24#,35#,36# | 0.2-3600 | 2989.39
[8 empty] | 4*YZ1515x | 4 |  | 13#,14#,19#,16#,25#, 17#, 18# | 0.07-2280 | 3793.24
[8 empty] | 5*YZ1515x (silicone tube) | 5 |  | 13#,14#,19#,16#,25#, 17#, 18# | 0.07-2280 | 4207.98
[8 empty] | 2*YZ2515x | 2 |  | 15#, 24# | 0.17～1740 | 2919.49
|  |  |  | M6-6L |  |  |  | DZ25-6L (Aluminum Alloy) | 1 |  | 15#,24#,35#,36# | 0.3-6000 | 3003.37
[8 empty] | DZ25-6L(PPS) | 1 |  | 15#,24#,35#,36# | 0.3-6000 | 2721.44
[8 empty] | 5*YZ1515x (Pharmed /Tygon | 5 |  | 13#,14#,19#,16#,25#, 17#, 18# | 0.07-2280 | 4606.41
[8 empty] | 6*YZ1515x | 6 |  | 13#,14#,19#,16#,25#, 17#, 18# | 0.07-2280 | 5021.15
|  |  |  | M6-12L |  |  |  | 2*DZ25-6L(PPS) | 2 |  | 15#,24#,35#,36# | 0.3-6000 | 4680.97
[8 empty] | 2*DZ25-6L (Aluminum Alloy) | 2 |  | 15#,24#,35#,36# | 0.3-6000 | 5219.2
[8 empty] | YZ35 (PPS) | 1 |  | 26#,73#,82# | 1.2-12000 | 4410.69
[8 empty] | 2*YZ35 (PPS) | 2 |  | 26#,73#,82# | 1.2-12000 | 5554.72
[8 empty] | YZ35 (Aluminum Alloy) | 1 |  | 26#,73#,82# | 1.2-12000 | 4974.55
[8 empty] | 2*YZ35 (Aluminum Alloy) | 2 |  | 26#,73#,82# | 1.2-12000 | 6694.09
|  |  |  | V6-3L |  |  |  | DZ25-3L | 1 |  | 15#,24#,35#,36# | 0.2-3600 | 3376.17
[8 empty] | 2*DZ25-3L | 2 |  | 15#,24#,35#,36# | 0.2-3600 | 3835.18
[8 empty] | 4*YZ1515x | 4 |  | 13#,14#,19#,16#,25#, 17#, 18# | 0.07-2280 | 4639.03
[8 empty] | 5*YZ1515x (silicone tube) | 5 |  | 13#,14#,19#,16#,25#, 17#, 18# | 0.07-2280 | 5407.93
[8 empty] | 2*YZ2515x | 2 |  | 15#, 24# | 0.17～1740 | 3762.95
|  |  |  | V6-6L |  |  |  | DZ25-6L (Aluminum Alloy) | 1 |  | 15#,24#,35#,36# | 0.3-6000 | 4110.12
[8 empty] | DZ25-6L(PPS) | 1 |  | 15#,24#,35#,36# | 0.3-6000 | 3853.82
[8 empty] | 5*YZ1515x (Pharmed /Tygon tube) | 5 |  | 13#,14#,19#,16#,25#, 17#, 18# | 0.07-2280 | 5603.65
[8 empty] | 6*YZ1515x | 6 |  | 13#,14#,19#,16#,25#, 17#, 18# | 0.07-2280 | 6016.06
|  |  |  | V6-12L |  |  |  | 2*DZ25-6L(PPS) | 2 |  | 15#,24#,35#,36# | 0.3-6000 | 5671.22
[8 empty] | 2*DZ25-6L (Aluminum Alloy) | 2 |  | 15#,24#,35#,36# | 0.3-6000 | 6211.78
[8 empty] | YZ35-PPS | 1 |  | 26#,73#,82# | 1.2-12000 | 5403.27
[8 empty] | 2*YZ35-PPS | 2 |  | 26#,73#,82# | 1.2-12000 | 6549.63
[8 empty] | YZ35 (Aluminum Alloy) | 1 |  | 26#,73#,82# | 1.2-12000 | 5967.13
[8 empty] | 2*YZ35 (Aluminum Alloy) | 2 |  | 26#,73#,82# | 1.2-12000 | 7684.34
|  |  |  | F6-3L |  |  |  | DZ25-3L | 1 |  | 15#,24#,35#,36# | 0.2-3600 | 3490.34
[8 empty] | 2*DZ25-3L | 2 |  | 15#,24#,35#,36# | 0.2-3600 | 3949.35
[8 empty] | 2*YZ2515x | 2 |  | 15#, 24# | 0.17～1740 | 3877.12
|  |  |  | F6-6L |  |  |  | DZ25-6L (Aluminum Alloy) | 1 |  | 15#,24#,35#,36# | 0.3-6000 | 4224.29
[8 empty] | DZ25-6L(PPS) | 1 |  | 15#,24#,35#,36# | 0.3-6000 | 3944.69
|  |  |  | F6-12L |  |  |  | 2*DZ25-6L(PPS) | 2 |  | 15#,24#,35#,36# | 0.3-6000 | 5969.46
[8 empty] | 2*DZ25-6L (Aluminum Alloy) | 2 |  | 15#,24#,35#,36# | 0.3-6000 | 6505.36
[8 empty] | YZ35-PPS | 1 |  | 26#,73#,82# | 1.2-12000 | 5515.11
[8 empty] | 2*YZ35-PPS | 2 |  | 26#,73#,82# | 1.2-12000 | 6661.47
[8 empty] | YZ35 (Aluminum Alloy) | 1 |  | 26#,73#,82# | 1.2-12000 | 6081.3
[8 empty] | 2*YZ35 (Aluminum Alloy) | 2 |  | 26#,73#,82# | 1.2-12000 | 7798.51
|  |  |  | IF3 (1-350rpm) |  |  |  | DY15 | 1 |  | 13#, 14#, 19#, 16#, 25#, 17#, 18# | 0.1-3337 | 6782.63
[8 empty] | DY25 | 1 |  | 15#, 24#, 35#, 36# | 4.2-4340 | 6782.63
|  |  |  | ZG600x (60-600rpm) |  |  |  | YZ35 (PPS) | 1 |  | 26#,73#,82# | 600-12000 | 3474.03
[8 empty] | YZ35 (Aluminum Alloy) | 1 |  | 26#,73#,82# | 600-12000 | 4037.89
|  |  |  | J025/DZ45 (37.5-350rpm) |  |  |  | DZ45 | 1 |  | 88#, 92# | 1.0-28.15L/min | 10951
|  |  |  | J025/DZ45N (37.5-350rpm) |  |  |  | DZ45N (without gear) | 1 |  | 88#, 92# | 1.0-30L/min | 8052.48
|  |  |  | N6-30L (0.1-300rpm) |  |  |  | DZ45 | 1 |  | 88#, 92# | 1.0-28.15L/min | 11691.94
|  |  |  | N6-30LN (0.1-300rpm) |  |  |  | DZ45N (without gear ) | 1 |  | 88#, 92# | 1.0--30L/min | 8791.09
|  |  |  | ISP4 |  |  |  | UD15 | 4 |  | 16#, 25#, 17# | 0.08-930 | 4844.07
|  |  |  | C-M-20180010 (1-600rpm) |  |  |  | YZ1515x/YZ2515x | 1 |  | 13#,14#,19#,16#,25#, 17# ,18#/15#, 24# | 0.07～2280/ 0.17～ 1740 | 2416.21
|  |  |  | C-V-20200033 |  |  |  | 2*MC12(10) | 24 |  | 1×1, 2×1, 2.4×0.8, 3×1 | 0.053-64.95 per channel | 6710.4
|  |  |  | C-V-20200026 |  |  |  | 3*MC10 | 30 |  | 1×1, 2×1, 2.4×0.8, 3×1 | 0.053-64.95 per channel | 10424.42
| Explosion-proof: ExdbIICT4Gb/Ext bIIICT130℃Db |  |  | ExD600-3L (0.1-600rpm) |  |  |  | Easypump | 1/2 |  | 13#,14#,19#,16#,25#, 17#,18#/15#, 24#, 35#, 36# | 0.0053-3100 | 18793.78
| Explosion-proof: ExdbIICT4Gb/Ext bIIICT130℃Db |  |  | ExD600-6L (0.1-600rpm) |  |  |  | DZ25-6L(PPS) | 1 |  | 15#, 24#, 35#, 36# | 0.3-6000 | 18966.2
[8 empty] | DZ25-6L (Aluminium Alloy) |  |  |  |  | 19222.5
| Explosion-proof: ExdbIICT4Gb/Ext bIIICT130℃Db |  |  | ExD600-12L (0.1-600rpm) |  |  |  | YZ35 (PPS) | 1 |  | 26#, 73#, 82# | 0.69-12000 | 19397.25
[8 empty] | YZ35 ( Aluminium Alloy) |  |  |  |  | 19851.6
| 1. Explosion-proof grade: ExdIIBT4 2. Manual control speed 3. Three phase 380V/220V AC |  |  | EXP600-1 (180-600rpm) |  |  |  | Easypump | 1/2 |  | 13#,14#,19#,16#,25#, 17#,18#/15#, 24#, 35#, 36# |  | 3898.09
[8 empty] | YZ1515x/YZ2515x | 1 |  | 13#,14#,19#,16#,25#, 17# ,18# | 12.6-2280 | 3779.26
[8 empty] | DZ25-3L(PPS) | 1 |  | 15#, 24#, 35#, 36# | 379.8-3600 | 3804.89
[8 empty] | DZ25-6L(PPS) | 1 |  | 15#, 24#, 35#, 36# | 540-6000 | 4072.84
[8 empty] | YZ35 (PPS) | 1 |  | 26#, 73#, 82# | 1242-12000 | 4503.89
| 1. Explosion-proof grade: ExdIIBT4 2. Frequency converter control speed (without converter) 3. Three phase 380V/220V AC |  |  | EXP600-III-1 (60-600rpm) |  |  |  | Easypump | 1/2 |  | 13#,14#,19#,16#,25#, 17#,18#/15#, 24#, 35#, 36# | 3.18-2580 | 3366.85
[8 empty] | YZ1515x/YZ2515x | 1 |  | 13#,14#,19#,16#,25#, 17# ,18# | 4.2-2280 | 3248.02
[8 empty] | DZ25-3L(PPS) | 1 |  | 15#, 24#, 35#, 36# | 126.6-3600 | 3273.65
[8 empty] | DZ25-6L(PPS) | 1 |  | 15#, 24#, 35#, 36# | 180-6000 | 3541.6
[8 empty] | YZ35 (PPS) | 1 |  | 26#, 73#, 82# | 414-12000 | 3972.65
| 1. Explosion-proof grade: ExdIICT4 2. Frequency converter control speed (without converter) 3. Three phase 380V/220V AC |  |  | EXP600C-III-1 (60-600rpm) |  |  |  | Easypump | 1/2 |  | 13#,14#,19#,16#,25#, 17#,18#/15#, 24#,35#, 36# | 3.18-2580 | 4156.72
[8 empty] | YZ1515x/YZ2515x | 1 |  | 13#,14#,19#,16#,25#, 17# ,18# | 4.2-2280 | 4035.56
[8 empty] | DZ25-3L(PPS) | 1 |  | 15#, 24#, 35#, 36# | 126.6-3600 | 4061.19
[8 empty] | DZ25-6L(PPS) | 1 |  | 15#, 24#, 35#, 36# | 180-6000 | 4331.47
[8 empty] | YZ35 (PPS) | 1 |  | 26#, 73#, 82# | 414-12000 | 4764.85
| ExdIIBT4 |  |  | EXP300-III-2 (37.5-350rpm) |  |  |  | DZ45 | 1 |  | 88#, 92# | 1000-28150 | 10759.94
| ExdIICT4 |  |  | EXP300C-III-2 (37.5-350rpm) |  |  |  | DZ45 | 1 |  | 88#, 92# | 1000-28150 | 11631.36
| ExdIIBT4 |  |  | Frequency Converter |  |  |  | - | - |  | - | - | 2830.95
| ExdIICT4 | [6 empty] | - | - |  | - | - | 3460.05
| 1. Explosion-proof grade: ExdIIBT4 2. Frequency converter control speed 3. Three phase 380V/220V AC |  |  | EXP600-A-V-1 (60-600rpm) |  |  |  | Easypump | 1/2 |  | 13#,14#,19#,16#,25#, 17#, 18#/15#, 24#, 35#, 36# | 3.18-2580 | 5685.2
[8 empty] | YZ1515x/YZ2515x | 1 |  | 13#,14#,19#,16#,25#, 17# ,18# | 4.2-2280 | 5566.37
[8 empty] | DZ25-3L(PPS) | 1 |  | 15#, 24#, 35#, 36# | 126.6-3600 | 5592
[8 empty] | DZ25-6L(PPS) | 1 |  | 15#, 24#, 35#, 36# | 180-6000 | 5859.95
[8 empty] | YZ35 (PPS) | 1 |  | 26#, 73#, 82# | 414-12000 | 6291
| 1. Explosion-proof grade: ExdIICT4 2. Frequency converter control speed 3. Three phase 380V/220V AC |  |  | EXP600C-A-V- 1 (60-600rpm) |  |  |  | Easypump | 1/2 |  | 13#,14#,19#,16#,25#, 17# ,18#/15#, 24#, 35#, 36# | 3.18-2580 | 7104.17
[8 empty] | YZ1515x/YZ2515x | 1 |  | 13#,14#,19#,16#,25#, 17# ,18# | 4.2-2280 | 6985.34
[8 empty] | DZ25-3L(PPS) | 1 |  | 15#, 24#, 35#, 36# | 126.6-3600 | 7010.97
[8 empty] | DZ25-6L(PPS) | 1 |  | 15#, 24#, 35#, 36# | 180-6000 | 7278.92
[8 empty] | YZ35 (PPS) | 1 |  | 26#, 73#, 82# | 414-12000 | 7709.97
Pump and converter with housing for DZ45 pump head | 1. Explosion-proof grade: ExdIIBT4 2. Frequency converter control speed 3. Three phase 380V/220V AC |  |  | EXP300-A-V-2 (37.5-350rpm) |  |  |  | DZ45 | 1 |  | 88#, 92# | 1000-28150 | 13078.29
| 1. Explosion-proof grade: ExdIICT4 2. Frequency converter control speed 3. Three phase 380V/220V AC |  |  | EXP300C-A-V- 2 (37.5- 350rpm) |  |  |  | DZ45 | 1 |  | 88#, 92# | 1000-28150 | 14578.81
| Pneumatic motor drive |  |  | QD600 (60-600rpm) |  |  |  | Easypump | 1/2 |  | 13#,14#,19#,16#,25#, 17# ,18#/15#, 24#, 35#, 36# | 3.18-2580 | 3737.32
[8 empty] | YZ1515x/YZ2515x | 1 |  | 13#,14#,19#,16#,25#, 17# ,18# | 4.2-2280 | 3618.49
[8 empty] | DZ25-3L(PPS) | 1 |  | 15#, 24#, 35#, 36# | 126.6-3600 | 3644.12
| Customized, 304 stainless steel, Dimension: 584*513.4*584m m |  |  | Trolley for explosionproof pump |  |  |  | - | - |  | - | - | 2922.519
[5 empty] | DF600Plus/4FU/ YZ1515x | Stepper motor |  |  | 4 |  |  |  | 6058
[5 empty] | DF600PlusII/4FU/ Easypump | Closed-loop stepper motor |  |  | 4 |  |  |  | 8497.51
[5 empty] | DF600PlusⅡ/4FU/ DZ25-3L | Closed-loop stepper motor |  |  | 4 |  |  |  | 8124.71
[5 empty] | DF600PlusIII/4FU/ DZ25-6L(PPS) | Closed-loop stepper motor |  |  | 4 |  |  |  | 10769.26
[5 empty] | DF600PlusIII/4FU/ DZ25-6L （AluminumAlloy) | Closed-loop stepper motor |  |  | 4 |  |  |  | 11906.3
[5 empty] | DF350Plus/4FU/ DY15 (DY25) | Closed-loop stepper motor |  |  | 4 |  |  |  | 23999
[5 empty] | DF600PlusIV/4FU/ YZ35 (PPS) | Closed-loop stepper motor |  |  | 4 |  |  |  | 15170.63
[5 empty] | DF600PlusIV/4FU/ YZ35 (Aluminium alloy) | Closed-loop stepper motor |  |  | 4 |  |  |  | 17190.74
[5 empty] | CF600Plus/2FT/ YZ1515x | Stepper motor |  |  | 2 |  |  |  | 4021.58
[5 empty] | CF600PlusII/2FT/ Easypump | Closed-loop stepper motor |  |  | 2 |  |  |  | 5149.3
[5 empty] | CF600IIPlus/2FT/ DZ25-3L(PPS) | Closed-loop stepper motor |  |  | 2 |  |  |  | 5053.77
[5 empty] | CF600PlusIII/2FT/ DZ25-6L (PPS) | Closed-loop stepper motor |  |  | 2 |  |  |  | 6379.54
[5 empty] | CF600PlusIII/2FT/ DZ25-6L (Aluminium alloy) |  |  |  | 2 |  |  |  | 6948.06
[5 empty] | CF600PlusIV/2FT/ YZ35 (PPS) | Closed-loop stepper motor |  |  | 2 |  |  |  | 8574.4
[5 empty] | CF600PlusIV/2FT/ YZ35 (Aluminium alloy) |  |  |  | 2 |  |  |  | 9599.6
[5 empty] | CF350Plus/2FT/ DY15(DY25) | Closed-loop stepper motor |  |  | 2 |  |  |  | 12996.74
[5 empty] | KF300Plus/4FU/ MiniPump01 | Stepper Motor |  |  | 4 channles |  |  |  | 3984.3
[5 empty] | KF300Plus/4FU/ Handypump | Stepper Motor |  |  | 4 channels |  |  |  | 5074.74
[5 empty] | KF300Plus/4FU/Han dypump-Y (low pulsation pump head) | Stepper Motor |  |  | 4 channels |  |  |  | 5359
[5 empty] | KF600Plus/4FU/Han dypump-Y (low pulsation pump head) | 42 Closed loop stepper motor |  |  | 4 channels |  |  |  | 6188.48
[5 empty] | KF300Plus/4FU/ KT15 | Stepper Motor |  |  | 4 channels |  |  |  | 5074.74
[5 empty] | CF600Plus/2FT/ YZ1515x | Stepper motor |  |  | 2 |  |  |  | 4021.58
[5 empty] | CF600PlusII/2FT/ Easypump | Closed-loop stepper motor |  |  | 2 |  |  |  | 5149.3
[5 empty] | CF600IIPlus/2FT/ DZ25-3L(PPS) | Closed-loop stepper motor |  |  | 2 |  |  |  | 5053.77
[5 empty] | CF600PlusIII/2FT/ DZ25-6L (PPS) | Closed-loop stepper motor |  |  | 2 |  |  |  | 6379.54
[5 empty] | CF600PlusIII/2FT/ DZ25-6L (Aluminium alloy) |  |  |  | 2 |  |  |  | 6948.06
[5 empty] | CF600PlusIV/2FT/ YZ35 (PPS) | Closed-loop stepper motor |  |  | 2 |  |  |  | 8574.4
[5 empty] | CF600PlusIV/2FT/ YZ35 (Aluminium alloy) |  |  |  | 2 |  |  |  | 9599.6
[5 empty] | CF350Plus/2FT/ DY15(DY25) | Closed-loop stepper motor |  |  | 2 |  |  |  | 12996.74
[5 empty] | KF300Plus/4FU/ MiniPump01 | Stepper Motor |  |  | 4 channles |  |  |  | 3984.3
[5 empty] | KF300Plus/4FU/ Handypump | Stepper Motor |  |  | 4 channels |  |  |  | 5074.74
[5 empty] | KF300Plus/4FU/Han dypump-Y (low pulsation pump head) | Stepper Motor |  |  | 4 channels |  |  |  | 5359
[5 empty] | KF600Plus/4FU/Han dypump-Y (low pulsation pump head) | 42 Closed loop stepper motor |  |  | 4 channels |  |  |  | 6188.48
[5 empty] | KF300Plus/4FU/ KT15 | Stepper Motor |  |  | 4 channels |  |  |  | 5074.74
PDSI I Independent working mode |  |  |  |  | KT15 |  |  |  | 1 |  | 13#,14#,19#, 16#, 25# | 0.0033~326.55 | 1024.1748
[5 empty] | Handypump |  |  |  | 1/2 |  | 13#,14#,19#, 16#, 25# | 0.0033-365.69 | 1034.52
[5 empty] | UD15 |  |  |  | 1 |  | 16#25#17# | 0.08-1000 | 894.8598
[5 empty] | minipump |  |  |  | 1 |  | 13#14#16#25# | 0.12-190 | 817.2708
[5 empty] | AMC1 |  |  |  | 1 |  | wall thickness 1mm and 0.86mm | 0.0046-55.5 | 1598.3334
[5 empty] | YZ1515x YZ2515x |  |  |  | 1 |  | 13#,14#,19#,16#,25#, 17#,18# ,15#,24# | 0.007-2280 | 1494.8814
[5 empty] | Easypump |  |  |  | 1 |  | 13#,14#,19#,16#,25#, 17#,18# ,15#,24#, 35#, 36# | 0.0053-3100 | 1841.4456
[5 empty] | DZ25-3L |  |  |  | 1 |  | 15#, 24#, 35#, 36# | 0.211-3600 | 1789.7196
[5 empty] | DZ25-6L(PPS) |  |  |  | 1 |  | 15#, 24#, 35#, 36# | 0.3-6000 | 2451.8124
[5 empty] | DZ25-6L (Aluminum Alloy) |  |  |  | 1 |  | 15#, 24#, 35#, 36# | 0.3-6000 | 2736.3054
[5 empty] | YZ35 PPS |  |  |  | 1 |  | 26#73#82# | 0.69-12000 | 3548.4036
[5 empty] | YZ35 Alloy |  |  |  | 1 |  | 26#73#82# | 0.69-12000 | 4060.491
[5 empty] | DY15/DY25 |  |  |  | 1 |  | 13#,14#,19#,16#,25#, 17#,18# / 15#,24#,35#, 36# | 0.1-4340 | 5757.1038
PDSIII/PDSI Independent and step filling working mode / Logic working mode |  |  |  |  | KT15 |  |  |  | 1 |  | 13#,14#,19#, 16#, 25# | 0.0033~326.55 | 1024.1748
[5 empty] | Handypump |  |  |  | 1/2 |  | 13#,14#,19#, 16#, 25# | 0.0033-365.69 | 1034.52
[5 empty] | UD15 |  |  |  | 1 |  | 16#25#17# | 0.08-1000 | 894.8598
[5 empty] | minipump |  |  |  | 1 |  | 13#14#16#25# | 0.12-190 | 817.2708
[5 empty] | AMC1 |  |  |  | 1 |  | wall thickness 1 mm and 0.86 mm | 0.0046-55.5 | 1598.3334
[5 empty] | YZ1515x YZ2515x |  |  |  | 1 |  | 13#,14#,19#,16#,25#, 17#,18# ,15#,24# | 0.007-2280 | 1494.8814
[5 empty] | Easypump |  |  |  | 1 |  | 13#,14#,19#,16#,25#, 17#,18# ,15#,24#, 35#, 36# | 0.0053-3100 | 1841.4456
[5 empty] | DZ25-3L |  |  |  | 1 |  | 15#, 24#, 35#, 36# | 0.211-3600 | 1789.7196
[5 empty] | DZ25-6L(PPS) |  |  |  | 1 |  | 15#, 24#, 35#, 36# | 0.3-6000 | 2451.8124
[5 empty] | DZ25-6L (Aluminum Alloy) |  |  |  | 1 |  | 15#, 24#, 35#, 36# | 0.3-6000 | 2736.3054
[5 empty] | YZ35-PPS |  |  |  | 1 |  | 26#,73#,82# | 0.69-12000 | 3548.4036
[5 empty] | YZ35(Aluminum Alloy) |  |  |  | 1 |  | 26#,73#,82# | 0.69-12000 | 4060.491
[5 empty] | DY15/DY25 |  |  |  | 1 |  | 13#,14#,19#,16#,25#, 17#,18# / 15#,24#,35#, 36# | 0.1-4340 | 5757.1038
PDSIV Logic and Independent working mode |  |  |  |  | KT15 |  |  |  | 1 |  | 13#,14#,19#, 16#, 25# | 0.0033~326.55 | 1024.1748
[5 empty] | Handypump |  |  |  | 1/2 |  | 13#,14#,19#, 16#, 25# | 0.0033-365.69 | 1034.52
[5 empty] | UD15 |  |  |  | 1 |  | 16#25#17# | 0.08-1000 | 894.8598
[5 empty] | minipump |  |  |  | 1 |  | 13#14#16#25# | 0.12-190 | 817.2708
[5 empty] | MC1 |  |  |  | 1 |  | wall thickness 1mm and 0.86mm | 0.0046-55.5 | 1598.3334
[5 empty] | YZ1515x YZ2515x |  |  |  | 1 |  | 13#,14#,19#,16#,25#, 17#,18# ,15#,24# | 0.007-2280 | 1494.8814
[5 empty] | Easypump |  |  |  | 1 |  | 13#,14#,19#,16#,25#,17#,18# ,15#,24#,35#, 36# | 0.0053-3100 | 1841.4456
[5 empty] | DZ25-3L |  |  |  | 1 |  | 15#, 24#, 35#, 36# | 0.211-3600 | 1789.7196
[5 empty] | DZ25-6L(PPS) |  |  |  | 1 |  | 15#, 24#, 35#, 36# | 0.3-6000 | 2451.8124
[5 empty] | DZ25-6L (Aluminum Alloy) |  |  |  | 1 |  | 15#, 24#, 35#, 36# | 0.3-6000 | 2736.3054
[5 empty] | YZ35-PPS |  |  |  | 1 |  | 26#73#82# | 0.69-12000 | 3548.4036
[5 empty] | YZ35 (Aluminum Alloy) |  |  |  | 1 |  | 26#73#82# | 0.69-12000 | 4060.491
[5 empty] | DY15/DY25 |  |  |  | 1 |  | 13#,14#,19#,16#,25#, 17#,18# / 15#,24#, 35#, 36# | 0.1-4340 | 5757.1038
[5 empty] | BIOD- I/8FU/Minipump0 1 (Pallet: 200*200*100mm) |  |  |  | 8 |  | 13#,14#,19#,16#,25# | 0.0024-190 per channel | 34620.2118
[5 empty] | HFC-1, Bottle handling and capping machine |  |  |  | 1 |  | Filling volume: 0.1- 100ml, Bottle diameter: 16- 60mm.. | - | 63105.72
|  | - | 304SS |  | EasypumpI | [5 empty] | 13#, 14#, 19#, 16#, 25#, 17#, 18# |  | 512.6
|  | - |  |  | EasypumpII | [5 empty] | 15#, 24#, 35#, 36#
|  | - |  |  | EasypumpV | [5 empty] | 13#, 14#, 19#, 16#, 25#
|  | - |  |  | EasypumpV- Y (low pulsation) | [5 empty] | 0.5*1.6, 13#, 14#, 19#, 16# |  | 559.2
|  | - | - |  | Handypump | [5 empty] | 13#,14#,19#, 16#, 25# |  | 288.92
|  | - | - |  | Handypump (6 rollers) | [7 empty] | 302.9
|  | - | 304SS |  | Handypump- Y (low pulsation) | [5 empty] | 0.5*1.6, 13#, 14#, 19# |  | 368.14
|  | - | - |  | Micropump | [5 empty] | 1*1, 2*1, 3*1, 4*1 |  | 51.726
|  | - | 304SS |  | EasypumpIII | [5 empty] | 13#, 14#, 19#, 16#, 25#, 17#, 18# |  | 559.2
|  | - |  |  | EasypumpIV | [5 empty] | 15#, 24#, 35#, 36#
|  | - |  |  | EasypumpVI | [5 empty] | 13#, 14#, 19#, 16#, 25#
|  | - |  |  | EasypumpVI-Y ( low pulsation) | [5 empty] | 0.5*1.6, 13#, 14#, 19#, 16# |  | 605.8
|  | PPS | - |  | Handypump | [5 empty] | 13#,14#,19#, 16#, 25# |  | 288.92
|  |  | - |  | Handypump ( 6 rollers) | [7 empty] | 302.9
|  |  | 304SS |  | Handypump-Y (low pulsation) | [5 empty] | 0.5*1.6, 13#, 14#, 19# |  | 368.14
|  | - | - |  | KT15 | [5 empty] | 13#,14#,19#, 16#, 25# |  | 279.6
|  | PPS/PSF | 304 SS |  | YZ1515x/ YZ2515x ( 3 rollers ) | [5 empty] | 13#, 14#, 19#, 16#, 25#, 17#, 18#/ 15#, 24# |  | 393.77
|  | PPS/PSF | 304 SS |  | YZ1515x (6 rollers) | [5 empty] | 13#, 14#, 19#, 16#, 25#, 17#, 18# |  | 419.4
|  | PPS | 304 SS |  | DZ25- 3L(PPS) | [5 empty] | 15#, 24#, 35#, 36# |  | 419.4
|  | Aluminium Alloy | 304 SS |  | DZ25-3L | [5 empty] | 15#,24#,35#, 36# |  | 687.35
|  | PPS | 304 SS |  | YZ35 | [5 empty] | 26#,73#,82# |  | 1118.4
|  | PPS | 304 SS |  | DZ25-6L(PPS) | [5 empty] | 15#,24#,35#, 36# |  | 687.35
|  | Aluminiu m Alloy | 304 SS |  | YZ35 | [5 empty] | 26#,73#,82# |  | 1572.75
|  | Aluminium Alloy | 304 SS |  | DZ25-6L | [5 empty] | 15#,24#,35#, 36# |  | 943.65
|  | Aluminiu m Alloy | 304SS |  | DY15/DY25 | [5 empty] | 13#, 14#, 19#, 16#, 25#, 17#, 18# /15#, 24#, 35#, 36# |  | 2884.54
|  | PC | 304 SS |  | SN15-14 | [5 empty] | 14# |  | 174.75
|  | PC | 304 SS |  | SN15-16 | [5 empty] | 16# |  | 174.75
|  | PC | 304 SS |  | SN25 | [5 empty] | 24# |  | 174.75
|  | Aluminiu m Alloy | 304SS |  | DZ45-I | [5 empty] | 88#, 92# |  | 7551.996
|  | Aluminium Alloy | 304SS |  | DZ45-II | [5 empty] | 88#, 92# |  | 7707.174
|  | - | 304 SS |  | AMC1 (6 roller) | [5 empty] | 0.5×0.8, 1×1, 2×1, 2.4×0.8, 3×1 (ID: 0.13-3mm, Wall thickness: 0.8- 1mm) |  | 463.67
[5 empty] | AMC2 (6 roller) | [7 empty] | 521.92
[5 empty] | AMC3 (6 roller) | [7 empty] | 580.17
[5 empty] | AMC4 (6 roller) | [7 empty] | 638.42
[5 empty] | AMC5 (6 roller) | [7 empty] | 696.67
[5 empty] | AMC6 (6 roller) | [7 empty] | 754.92
[5 empty] | AMC8 (6 roller) | [7 empty] | 871.42
[5 empty] | AMC10 (6 roller) | [7 empty] | 1025.2
[5 empty] | AMC12 (6 roller) | [7 empty] | 1178.98
|  | - | 304 SS |  | AMC1 (10 roller) | [5 empty] | 0.5×0.8, 1×1, 2×1, 2.4×0.8, 3×1 (ID: 0.13-3mm, Wall thickness: 0.8-1mm) |  | 489.3
[5 empty] | AMC2 (10 roller) | [7 empty] | 573.18
[5 empty] | AMC3 (10 roller) | [7 empty] | 657.06
[5 empty] | AMC4 (10 roller) | [7 empty] | 740.94
[5 empty] | AMC5 (10 roller) | [7 empty] | 824.82
[5 empty] | AMC6 (10 roller) | [7 empty] | 908.7
[5 empty] | AMC8 (10 roller) | [7 empty] | 1076.46
[5 empty] | AMC10 (10 roller) | [7 empty] | 1258.2
[5 empty] | AMC12 (10 roller) | [7 empty] | 1467.9
|  | ABS | 304SS |  | MC1 (6 roller) | [5 empty] | 0.5×0.8, 1×1, 2×1, 2.4×0.8, 3×1 (ID: 0.13-3mm, Wall thickness: 0.8- 1mm) |  | 393.77
[5 empty] | MC2 (6 roller) | [7 empty] | 445.03
[5 empty] | MC3 (6 roller) | [7 empty] | 498.62
[5 empty] | MC4 (6 roller) | [7 empty] | 549.88
[5 empty] | MC5 (6 roller) | [7 empty] | 603.47
[5 empty] | MC6 (6 roller) | [7 empty] | 654.73
[5 empty] | MC8 (6 roller) | [7 empty] | 759.58
[5 empty] | MC10 (6 roller) | [7 empty] | 864.43
[5 empty] | MC12 (6 roller) | [7 empty] | 969.28
|  | ABS | 304SS |  | MC1 (10 roller) | [5 empty] | 0.5×0.8, 1×1, 2×1, 2.4×0.8, 3×1 (ID: 0.13-3mm, Wall thickness: 0.8- 1mm) |  | 419.4
[5 empty] | MC2 (10 roller) | [7 empty] | 472.99
[5 empty] | MC3 (10 roller) | [7 empty] | 524.25
[5 empty] | MC4 (10 roller) | [7 empty] | 629.1
[5 empty] | MC5 (10 roller) | [7 empty] | 682.69
[5 empty] | MC6 (10 roller) | [7 empty] | 787.54
[5 empty] | MC8 (10 roller) | [7 empty] | 918.02
[5 empty] | MC10 (10 roller) | [7 empty] | 1074.13
[5 empty] | MC12 (10 roller) | [7 empty] | 1258.2